## Starter prices
STARTER PRICES — every item BidRidge ships to every shop (1717 rows). Type the YELLOW 'Pack price' only; 'Price per unit' works itself out. Change 'Pack size' / 'Pack qty' if you buy a different pack. In the app's order: category, then item type, then size. Send the file back to Track A — do NOT import it in the app (that would price your company only).
# | Used by | Residential / Commercial / Both | Category | Name | Unit of sale | Pack size | Pack qty | Pack price | Price per unit | Notes
1 |  | Not in an assembly | Wire & Cable | 250-250-250-3/0 SER Aluminum | foot | per foot (cut to length) | 1 | 7.7 |  | 3 wire + ground (full set). Aluminum — priced on its own commodity curve, independent of copper. Re-check before bidding.
2 | 2 starters | Residential | Wire & Cable | #8 bare solid Copper | foot | per foot (cut to length) | 1 | 1.42
3 |  | Both | Wire & Cable | #6 bare solid Copper | foot | per foot (cut to length) | 1 | 1.17
4 |  | Not in an assembly | Wire & Cable | #8 bare stranded Copper | foot | per foot (cut to length) | 1 | 0.92
5 | 3 starters | Both | Wire & Cable | #6 bare stranded Copper | foot | per foot (cut to length) | 1 | 1.45
6 | 6 starters | Both | Wire & Cable | #4 bare stranded Copper | foot | per foot (cut to length) | 1 | 2.39
7 |  | Not in an assembly | Wire & Cable | #2 bare stranded Copper | foot | per foot (cut to length) | 1 | 3.76
8 |  | Not in an assembly | Wire & Cable | 1/0 bare stranded Copper | foot | per foot (cut to length) | 1 | 5.5
9 |  | Not in an assembly | Wire & Cable | 2/0 bare stranded Copper | foot | per foot (cut to length) | 1 | 6.78
10 | 7 starters | Commercial | Wire & Cable | 14/2 fire alarm cable Copper | foot | per foot (from 1000 ft box) | 1 | 0.36
11 | 1 starter | Commercial | Wire & Cable | 16/2 fire alarm cable, FPLR, unshielded Copper | foot | per foot (from 1000 ft box) | 1 | 0.29
12 |  | Not in an assembly | Wire & Cable | #18 fixture wire Copper | foot | per foot (from 250 ft roll) | 1 | 0.17
13 |  | Not in an assembly | Wire & Cable | #16 fixture wire Copper | foot | per foot (from 250 ft roll) | 1 | 0.24
14 |  | Not in an assembly | Wire & Cable | 14/2 MC cable Copper | foot | per foot (from 250 ft roll) | 1 | 0.8
15 |  | Not in an assembly | Wire & Cable | 14/3 MC cable Copper | foot | per foot (from 250 ft roll) | 1 | 1.23
16 |  | Not in an assembly | Wire & Cable | 14/4 MC cable Copper | foot | per foot (from 250 ft roll) | 1 |  |  | CUT
17 | 27 starters, 1 run type | Both | Wire & Cable | 12/2 MC cable Copper | foot | per foot (from 250 ft roll) | 1 | 1.04
18 | 3 starters, 1 run type | Commercial | Wire & Cable | 12/3 MC cable Copper | foot | per foot (from 250 ft roll) | 1 | 1.32
19 |  | Not in an assembly | Wire & Cable | 12/4 MC cable Copper | foot | per foot (from 250 ft roll) | 1 | 3.32 |  | Four conductors and a ground: three phases and a shared neutral, or two circuits.
20 | 3 starters | Commercial | Wire & Cable | 10/2 MC cable Copper | foot | per foot (from 250 ft roll) | 1 | 2.1
21 | 1 starter | Commercial | Wire & Cable | 10/3 MC cable Copper | foot | per foot (from 250 ft roll) | 1 | 2.4
22 |  | Not in an assembly | Wire & Cable | 10/4 MC cable Copper | foot | per foot (from 250 ft roll) | 1 | 7.04
23 |  | Not in an assembly | Wire & Cable | 8/2 MC cable Copper | foot | per foot (cut to length) | 1 | 3.31
24 |  | Not in an assembly | Wire & Cable | 8/3 MC cable Copper | foot | per foot (cut to length) | 1 | 4.65
25 |  | Not in an assembly | Wire & Cable | 8/4 MC cable Copper | foot | per foot (cut to length) | 1 |  |  | CUT
26 | 1 starter | Both | Wire & Cable | 6/2 MC cable Copper | foot | per foot (cut to length) | 1 | 4.89
27 |  | Not in an assembly | Wire & Cable | 6/3 MC cable Copper | foot | per foot (cut to length) | 1 | 6.72
28 |  | Not in an assembly | Wire & Cable | 6/4 MC cable Copper | foot | per foot (cut to length) | 1
29 |  | Not in an assembly | Wire & Cable | 4/2 MC cable Copper | foot | per foot (cut to length) | 1 |  |  | CUT
30 |  | Not in an assembly | Wire & Cable | 4/3 MC cable Copper | foot | per foot (cut to length) | 1 | 9.5
31 |  | Not in an assembly | Wire & Cable | 3/3 MC cable Copper | foot | per foot (cut to length) | 1
32 |  | Not in an assembly | Wire & Cable | 3/4 MC cable Copper | foot | per foot (cut to length) | 1
33 |  | Not in an assembly | Wire & Cable | 2/2 MC cable Copper | foot | per foot (cut to length) | 1 |  |  | CUT
34 |  | Not in an assembly | Wire & Cable | 2/3 MC cable Copper | foot | per foot (cut to length) | 1
35 | 1 starter | Commercial | Wire & Cable | 12/2 MC cable healthcare (HCF) Copper | foot | per foot (from 250 ft roll) | 1 | 1.99 |  | Two conductors, an insulated ground, and armour listed as a ground path.
36 | 1 starter | Commercial | Wire & Cable | 12/2 MC cable isolated ground Copper | foot | per foot (from 250 ft roll) | 1 | 1.86 |  | Two conductors, an insulated ground for the IG receptacle, and the bond.
37 |  | Not in an assembly | Wire & Cable | 12/2 MC cable with 16/2 dimming pair (0-10V) Copper | foot | per foot (from 250 ft roll) | 1 | 2.21 |  | Two conductors and a ground, plus a 16/2 pair for 0-10V dimming.
38 |  | Not in an assembly | Wire & Cable | 12/2 MC-AP cable Copper | foot | per foot (from 250 ft roll) | 1 | 1.54 |  | Aluminum armor with a bonding wire in place of a green ground.
39 | 2 starters | Both | Wire & Cable | 14/4 mini-split cable Copper | foot | per foot (from 250 ft roll) | 1 | 1.32 |  | Between a mini-split's outdoor and indoor units. Not MC.
40 | 30 starters | Both | Wire & Cable | 14/2 NM-B Copper | foot | per foot (from 250 ft roll) | 1 | 0.5
41 | 8 starters | Both | Wire & Cable | 14/3 NM-B Copper | foot | per foot (from 250 ft roll) | 1 | 0.66
42 | 22 starters | Both | Wire & Cable | 12/2 NM-B Copper | foot | per foot (from 250 ft roll) | 1 | 0.72
43 | 2 starters | Residential | Wire & Cable | 12/3 NM-B Copper | foot | per foot (from 250 ft roll) | 1 | 0.89
44 | 3 starters | Both | Wire & Cable | 10/2 NM-B Copper | foot | per foot (from 250 ft roll) | 1 | 1.23
45 | 3 starters | Residential | Wire & Cable | 10/3 NM-B Copper | foot | per foot (from 250 ft roll) | 1 | 1.6
46 | 1 starter | Residential | Wire & Cable | 8/2 NM-B Copper | foot | per foot (cut to length) | 1 | 2.3
47 | 1 starter | Residential | Wire & Cable | 8/3 NM-B Copper | foot | per foot (cut to length) | 1 | 2.98
48 |  | Residential | Wire & Cable | 6/2 NM-B Copper | foot | per foot (cut to length) | 1 | 2.89
49 | 5 starters | Residential | Wire & Cable | 6/3 NM-B Copper | foot | per foot (cut to length) | 1 | 4.86
50 | 1 starter | Residential | Wire & Cable | 4/3 NM-B Copper | foot | per foot (cut to length) | 1 | 13.48
51 |  | Not in an assembly | Wire & Cable | 4-4-4-6 SER Aluminum | foot | per foot (cut to length) | 1 | 1.99 |  | 3 wire + ground (full set). Aluminum — priced on its own commodity curve, independent of copper. Re-check before bidding.
52 |  | Not in an assembly | Wire & Cable | 2-2-2-4 SER Aluminum | foot | per foot (cut to length) | 1 | 2.66 |  | 3 wire + ground (full set). Aluminum — priced on its own commodity curve, independent of copper. Re-check before bidding.
53 |  | Not in an assembly | Wire & Cable | 1/0-1/0-1/0-2 SER Aluminum | foot | per foot (cut to length) | 1 | 3.77 |  | 3 wire + ground (full set). Aluminum — priced on its own commodity curve, independent of copper. Re-check before bidding.
54 |  | Not in an assembly | Wire & Cable | 2/0-2/0-2/0-1 SER Aluminum | foot | per foot (cut to length) | 1 | 4.75 |  | 3 wire + ground (full set). Aluminum — priced on its own commodity curve, independent of copper. Re-check before bidding.
55 |  | Not in an assembly | Wire & Cable | 3/0-3/0-3/0-1/0 SER Aluminum | foot | per foot (cut to length) | 1 | 5.63 |  | 3 wire + ground (full set). Aluminum — priced on its own commodity curve, independent of copper. Re-check before bidding.
56 | 4 starters | Residential | Wire & Cable | 4/0-4/0-4/0-2/0 SER Aluminum | foot | per foot (cut to length) | 1 | 7.83 |  | 3 wire + ground (full set). Four conductors — three insulated and a 2/0 ground; the 200A subpanel feeder. Aluminum — priced on its own commodity curve, independent of copper. Re-check before bidding.
57 |  | Not in an assembly | Wire & Cable | 8/3 SER Copper | foot | per foot (cut to length) | 1 |  |  | CUT
58 |  | Not in an assembly | Wire & Cable | 6/3 SER Copper | foot | per foot (cut to length) | 1 |  |  | 3 wire + ground (full set).
59 |  | Not in an assembly | Wire & Cable | 4/3 SER Copper | foot | per foot (cut to length) | 1 | 10.44 |  | 3 wire + ground (full set).
60 |  | Not in an assembly | Wire & Cable | 2/3 SER Copper | foot | per foot (cut to length) | 1 |  |  | 3 wire + ground (full set).
61 |  | Not in an assembly | Wire & Cable | 1/3 SER Copper | foot | per foot (cut to length) | 1 |  |  | 3 wire + ground (full set).
62 |  | Not in an assembly | Wire & Cable | 4-4-6 SEU Aluminum | foot | per foot (cut to length) | 1 | 2.01 |  | 2 wire + bare neutral (full set). Aluminum — priced on its own commodity curve, independent of copper. Re-check before bidding.
63 |  | Not in an assembly | Wire & Cable | 2-2-4 SEU Aluminum | foot | per foot (cut to length) | 1 | 2.63 |  | 2 wire + bare neutral (full set). Aluminum — priced on its own commodity curve, independent of copper. Re-check before bidding.
64 |  | Not in an assembly | Wire & Cable | 4/0-4/0-2/0 SEU Aluminum | foot | per foot (cut to length) | 1 | 6.03 |  | 2 wire + bare neutral (full set). Three conductors — the standard single-phase 200A residential service conductor set. Aluminum — priced on its own commodity curve, independent of copper. Re-check before bidding.
65 |  | Not in an assembly | Wire & Cable | 18/2 shielded fire alarm cable, FPLP Copper | foot | per foot (from 1000 ft box) | 1 | 0.28
66 |  | Not in an assembly | Wire & Cable | 14/3 SJOOW cord Copper | foot | per foot (cut to length) | 1 | 1.64
67 |  | Not in an assembly | Wire & Cable | 12/3 SOOW cord Copper | foot | per foot (cut to length) | 1 | 2.44
68 |  | Not in an assembly | Wire & Cable | 10/3 SOOW cord Copper | foot | per foot (cut to length) | 1 | 2.95
69 | 1 starter | Residential | Wire & Cable | 12/2 submersible pump cable Copper | foot | per foot (from 250 ft roll) | 1 | 1.52 |  | Well-pump drop cable: two conductors and a ground.
70 | 1 starter | Both | Wire & Cable | #8 THHN Copper | foot | per foot (cut to length) | 1 | 0.89
71 | 2 starters | Both | Wire & Cable | #6 THHN Copper | foot | per foot (cut to length) | 1 | 1.39
72 |  | Not in an assembly | Wire & Cable | #4 THHN Copper | foot | per foot (cut to length) | 1 | 2.2
73 |  | Not in an assembly | Wire & Cable | #3 THHN Copper | foot | per foot (cut to length) | 1 | 2.77
74 |  | Not in an assembly | Wire & Cable | #2 THHN Copper | foot | per foot (cut to length) | 1 | 3.47
75 |  | Not in an assembly | Wire & Cable | #1 THHN Copper | foot | per foot (cut to length) | 1 | 3.97
76 |  | Not in an assembly | Wire & Cable | 1/0 THHN Copper | foot | per foot (cut to length) | 1 | 4.87
77 |  | Not in an assembly | Wire & Cable | 2/0 THHN Copper | foot | per foot (cut to length) | 1 | 5.99
78 |  | Not in an assembly | Wire & Cable | 3/0 THHN Copper | foot | per foot (cut to length) | 1 | 7.56
79 |  | Not in an assembly | Wire & Cable | 4/0 THHN Copper | foot | per foot (cut to length) | 1 | 9.44
80 |  | Not in an assembly | Wire & Cable | 250 kcmil THHN Copper | foot | per foot (cut to length) | 1 | 10.93
81 |  | Not in an assembly | Wire & Cable | 300 kcmil THHN Copper | foot | per foot (cut to length) | 1 | 13.11
82 |  | Not in an assembly | Wire & Cable | 350 kcmil THHN Copper | foot | per foot (cut to length) | 1 | 15.35
83 |  | Not in an assembly | Wire & Cable | 400 kcmil THHN Copper | foot | per foot (cut to length) | 1 | 17.46
84 |  | Not in an assembly | Wire & Cable | 500 kcmil THHN Copper | foot | per foot (cut to length) | 1 | 22.06
85 | 4 run types | Commercial | Wire & Cable | #12 THHN green solid Copper | foot | per foot (from 500 ft spool) | 1 | 0.29 |  | Solid, green insulation — the equipment ground in a conduit run.
86 | 1 starter | Commercial | Wire & Cable | #14 THHN solid Copper | foot | per foot (from 500 ft spool) | 1 | 0.2 |  | Solid. The stranded version is a separate item.
87 | 9 starters, 4 run types | Both | Wire & Cable | #12 THHN solid Copper | foot | per foot (from 500 ft spool) | 1 | 0.29 |  | Solid. The stranded version is a separate item.
88 | 8 starters | Both | Wire & Cable | #10 THHN solid Copper | foot | per foot (from 500 ft spool) | 1 | 0.48 |  | Solid. The stranded version is a separate item.
89 |  | Not in an assembly | Wire & Cable | #14 THHN stranded Copper | foot | per foot (from 500 ft spool) | 1 | 0.21 |  | Stranded. The solid version is a separate item.
90 |  | Not in an assembly | Wire & Cable | #12 THHN stranded Copper | foot | per foot (from 500 ft spool) | 1 | 0.32 |  | Stranded. The solid version is a separate item.
91 |  | Not in an assembly | Wire & Cable | #10 THHN stranded Copper | foot | per foot (from 500 ft spool) | 1 | 0.49 |  | Stranded. The solid version is a separate item.
92 |  | Not in an assembly | Wire & Cable | 12/3 tray cable Copper | foot | per foot (from 250 ft roll) | 1 | 1.47
93 |  | Not in an assembly | Wire & Cable | 14/2 UF-B Copper | foot | per foot (from 250 ft roll) | 1 | 0.6
94 | 1 starter | Residential | Wire & Cable | 12/2 UF-B Copper | foot | per foot (from 250 ft roll) | 1 | 0.87
95 |  | Residential | Wire & Cable | 12/3 UF-B Copper | foot | per foot (from 250 ft roll) | 1 | 1.12
96 |  | Not in an assembly | Wire & Cable | 10/2 UF-B Copper | foot | per foot (from 250 ft roll) | 1 | 1.49
97 |  | Residential | Wire & Cable | 10/3 UF-B Copper | foot | per foot (from 250 ft roll) | 1 | 1.94
98 |  | Not in an assembly | Wire & Cable | 8/2 UF-B Copper | foot | per foot (cut to length) | 1
99 |  | Not in an assembly | Wire & Cable | 1/0 URD triplex Aluminum | foot | per foot (cut to length) | 1 | 2.64 |  | Aluminum — priced on its own commodity curve, independent of copper. Re-check before bidding.
100 |  | Not in an assembly | Wire & Cable | 4/0 USE-2 Aluminum | foot | per foot (cut to length) | 1 |  |  | Aluminum — priced on its own commodity curve, independent of copper. Re-check before bidding.
101 |  | Not in an assembly | Wire & Cable | #8 XHHW Aluminum | foot | per foot (cut to length) | 1 |  |  | Aluminum — priced on its own commodity curve, independent of copper. Re-check before bidding.
102 |  | Not in an assembly | Wire & Cable | #6 XHHW Aluminum | foot | per foot (cut to length) | 1 | 0.43 |  | Aluminum — priced on its own commodity curve, independent of copper. Re-check before bidding.
103 |  | Not in an assembly | Wire & Cable | #4 XHHW Aluminum | foot | per foot (cut to length) | 1 | 0.53 |  | Aluminum — priced on its own commodity curve, independent of copper. Re-check before bidding.
104 |  | Not in an assembly | Wire & Cable | #3 XHHW Aluminum | foot | per foot (cut to length) | 1 |  |  | Aluminum — priced on its own commodity curve, independent of copper. Re-check before bidding.
105 |  | Not in an assembly | Wire & Cable | #2 XHHW Aluminum | foot | per foot (cut to length) | 1 | 0.67 |  | Aluminum — priced on its own commodity curve, independent of copper. Re-check before bidding.
106 |  | Not in an assembly | Wire & Cable | #1 XHHW Aluminum | foot | per foot (cut to length) | 1 | 0.92 |  | Aluminum — priced on its own commodity curve, independent of copper. Re-check before bidding.
107 |  | Not in an assembly | Wire & Cable | 1/0 XHHW Aluminum | foot | per foot (cut to length) | 1 | 1.03 |  | Aluminum — priced on its own commodity curve, independent of copper. Re-check before bidding.
108 | 1 starter | Residential | Wire & Cable | 2/0 XHHW Aluminum | foot | per foot (cut to length) | 1 | 1.1 |  | Aluminum — priced on its own commodity curve, independent of copper. Re-check before bidding.
109 |  | Not in an assembly | Wire & Cable | 3/0 XHHW Aluminum | foot | per foot (cut to length) | 1 | 1.51 |  | Aluminum — priced on its own commodity curve, independent of copper. Re-check before bidding.
110 | 1 starter | Residential | Wire & Cable | 4/0 XHHW Aluminum | foot | per foot (cut to length) | 1 | 1.9 |  | Aluminum — priced on its own commodity curve, independent of copper. Re-check before bidding.
111 |  | Not in an assembly | Wire & Cable | 250 kcmil XHHW Aluminum | foot | per foot (cut to length) | 1 | 2.05 |  | Aluminum — priced on its own commodity curve, independent of copper. Re-check before bidding.
112 |  | Not in an assembly | Wire & Cable | 300 kcmil XHHW Aluminum | foot | per foot (cut to length) | 1 | 2.84 |  | Aluminum — priced on its own commodity curve, independent of copper. Re-check before bidding.
113 |  | Not in an assembly | Wire & Cable | 350 kcmil XHHW Aluminum | foot | per foot (cut to length) | 1 | 2.88 |  | Aluminum — priced on its own commodity curve, independent of copper. Re-check before bidding.
114 |  | Not in an assembly | Wire & Cable | 400 kcmil XHHW Aluminum | foot | per foot (cut to length) | 1 | 3.37 |  | Aluminum — priced on its own commodity curve, independent of copper. Re-check before bidding.
115 |  | Not in an assembly | Wire & Cable | 500 kcmil XHHW Aluminum | foot | per foot (cut to length) | 1 | 3.72 |  | Aluminum — priced on its own commodity curve, independent of copper. Re-check before bidding.
116 | 1 run type | Not in an assembly | Conduit | 1/2" EMT | foot | 10 ft stick | 10
117 | 1 run type | Not in an assembly | Conduit | 3/4" EMT | foot | 10 ft stick | 10
118 | 1 starter | Both | Conduit | 1" EMT | foot | 10 ft stick | 10
119 |  | Not in an assembly | Conduit | 1-1/4" EMT | foot | 10 ft stick | 10
120 |  | Not in an assembly | Conduit | 1-1/2" EMT | foot | 10 ft stick | 10
121 |  | Not in an assembly | Conduit | 2" EMT | foot | 10 ft stick | 10
122 |  | Not in an assembly | Conduit | 2-1/2" EMT | foot | 10 ft stick | 10
123 |  | Not in an assembly | Conduit | 3" EMT | foot | 10 ft stick | 10
124 |  | Not in an assembly | Conduit | 4" EMT | foot | 10 ft stick | 10
125 | 1 run type | Not in an assembly | Conduit | 1/2" PVC Sch 40 | foot | 10 ft stick | 10
126 | 1 run type | Not in an assembly | Conduit | 3/4" PVC Sch 40 | foot | 10 ft stick | 10
127 | 1 run type | Not in an assembly | Conduit | 1" PVC Sch 40 | foot | 10 ft stick | 10
128 | 1 run type | Not in an assembly | Conduit | 1-1/4" PVC Sch 40 | foot | 10 ft stick | 10
129 | 1 run type | Not in an assembly | Conduit | 1-1/2" PVC Sch 40 | foot | 10 ft stick | 10
130 | 1 starter, 1 run type | Residential | Conduit | 2" PVC Sch 40 | foot | 10 ft stick | 10
131 | 1 run type | Not in an assembly | Conduit | 2-1/2" PVC Sch 40 | foot | 10 ft stick | 10
132 | 1 run type | Not in an assembly | Conduit | 3" PVC Sch 40 | foot | 10 ft stick | 10
133 | 1 run type | Not in an assembly | Conduit | 4" PVC Sch 40 | foot | 10 ft stick | 10
134 | 1 run type | Not in an assembly | Conduit | 1/2" PVC Sch 80 | foot | 10 ft stick | 10
135 | 1 run type | Not in an assembly | Conduit | 3/4" PVC Sch 80 | foot | 10 ft stick | 10
136 | 1 run type | Not in an assembly | Conduit | 1" PVC Sch 80 | foot | 10 ft stick | 10
137 | 1 run type | Not in an assembly | Conduit | 1-1/4" PVC Sch 80 | foot | 10 ft stick | 10
138 | 1 run type | Not in an assembly | Conduit | 1-1/2" PVC Sch 80 | foot | 10 ft stick | 10
139 | 1 run type | Not in an assembly | Conduit | 2" PVC Sch 80 | foot | 10 ft stick | 10
140 | 1 run type | Not in an assembly | Conduit | 2-1/2" PVC Sch 80 | foot | 10 ft stick | 10
141 | 1 run type | Not in an assembly | Conduit | 3" PVC Sch 80 | foot | 10 ft stick | 10
142 | 1 run type | Not in an assembly | Conduit | 4" PVC Sch 80 | foot | 10 ft stick | 10
143 |  | Not in an assembly | Conduit | 1/2" rigid conduit | foot | 10 ft stick | 10
144 |  | Not in an assembly | Conduit | 3/4" rigid conduit | foot | 10 ft stick | 10
145 |  | Not in an assembly | Conduit | 1" rigid conduit | foot | 10 ft stick | 10
146 |  | Not in an assembly | Conduit | 1-1/4" rigid conduit | foot | 10 ft stick | 10
147 |  | Not in an assembly | Conduit | 1-1/2" rigid conduit | foot | 10 ft stick | 10
148 | 1 starter | Residential | Conduit | 2" rigid conduit | foot | 10 ft stick | 10
149 |  | Not in an assembly | Conduit | 2-1/2" rigid conduit | foot | 10 ft stick | 10
150 |  | Not in an assembly | Conduit | 3" rigid conduit | foot | 10 ft stick | 10
151 |  | Not in an assembly | Conduit | 4" rigid conduit | foot | 10 ft stick | 10
152 | 3 starters | Both | Conduit | 1/2" liquidtight flexible conduit | foot | 100 ft coil | 100 | 213 |  | Home Depot prices the COIL; Platt prices flex per FOOT. Type the coil price here — or a per-foot price with Pack qty set to 1.
153 | 7 starters | Both | Conduit | 3/4" liquidtight flexible conduit | foot | 100 ft coil | 100 | 274 |  | Home Depot prices the COIL; Platt prices flex per FOOT. Type the coil price here — or a per-foot price with Pack qty set to 1.
154 |  | Not in an assembly | Conduit | 1" liquidtight flexible conduit | foot | 100 ft coil | 100 |  |  | Home Depot prices the COIL; Platt prices flex per FOOT. Type the coil price here — or a per-foot price with Pack qty set to 1.
155 |  | Not in an assembly | Conduit | 1-1/4" liquidtight flexible conduit | foot | 50 ft coil | 50 |  |  | Home Depot prices the COIL; Platt prices flex per FOOT. Type the coil price here — or a per-foot price with Pack qty set to 1.
156 |  | Both | Conduit | 1/2" nonmetallic liquidtight conduit (LFNC) | foot | 100 ft coil | 100 |  |  | Home Depot prices the COIL; Platt prices flex per FOOT. Type the coil price here — or a per-foot price with Pack qty set to 1.
157 |  | Both | Conduit | 3/4" nonmetallic liquidtight conduit (LFNC) | foot | 100 ft coil | 100 |  |  | Home Depot prices the COIL; Platt prices flex per FOOT. Type the coil price here — or a per-foot price with Pack qty set to 1.
158 | 4 starters | Commercial | Conduit | 1/2" flexible metal conduit | foot | 100 ft coil | 100 | 124 |  | Home Depot prices the COIL; Platt prices flex per FOOT. Type the coil price here — or a per-foot price with Pack qty set to 1.
159 |  | Not in an assembly | Conduit | 3/4" flexible metal conduit | foot | 100 ft coil | 100 |  |  | Home Depot prices the COIL; Platt prices flex per FOOT. Type the coil price here — or a per-foot price with Pack qty set to 1.
160 |  | Not in an assembly | Conduit | 1" flexible metal conduit | foot | 50 ft coil | 50 |  |  | Home Depot prices the COIL; Platt prices flex per FOOT. Type the coil price here — or a per-foot price with Pack qty set to 1.
161 | 1 starter | Commercial | Conduit | 1-1/4" flexible metal conduit | foot | 50 ft coil | 50 |  |  | Home Depot prices the COIL; Platt prices flex per FOOT. Type the coil price here — or a per-foot price with Pack qty set to 1.
162 |  | Not in an assembly | Conduit | 3/8" FMC (reduced wall) | foot | 100 ft coil | 100 |  |  | Home Depot prices the COIL; Platt prices flex per FOOT. Type the coil price here — or a per-foot price with Pack qty set to 1.
163 |  | Not in an assembly | Conduit Fittings | 1/2" EMT 45-degree elbow | each | each | 1
164 |  | Not in an assembly | Conduit Fittings | 3/4" EMT 45-degree elbow | each | each | 1
165 |  | Not in an assembly | Conduit Fittings | 1" EMT 45-degree elbow | each | each | 1
166 |  | Not in an assembly | Conduit Fittings | 1-1/4" EMT 45-degree elbow | each | each | 1
167 |  | Not in an assembly | Conduit Fittings | 1-1/2" EMT 45-degree elbow | each | each | 1
168 |  | Not in an assembly | Conduit Fittings | 2" EMT 45-degree elbow | each | each | 1
169 |  | Not in an assembly | Conduit Fittings | 2-1/2" EMT 45-degree elbow | each | each | 1
170 |  | Not in an assembly | Conduit Fittings | 3" EMT 45-degree elbow | each | each | 1
171 |  | Not in an assembly | Conduit Fittings | 4" EMT 45-degree elbow | each | each | 1
172 |  | Not in an assembly | Conduit Fittings | 1/2" EMT 90-degree elbow | each | each | 1
173 |  | Not in an assembly | Conduit Fittings | 3/4" EMT 90-degree elbow | each | each | 1
174 |  | Not in an assembly | Conduit Fittings | 1" EMT 90-degree elbow | each | each | 1
175 |  | Not in an assembly | Conduit Fittings | 1-1/4" EMT 90-degree elbow | each | each | 1
176 |  | Not in an assembly | Conduit Fittings | 1-1/2" EMT 90-degree elbow | each | each | 1
177 |  | Not in an assembly | Conduit Fittings | 2" EMT 90-degree elbow | each | each | 1
178 |  | Not in an assembly | Conduit Fittings | 2-1/2" EMT 90-degree elbow | each | each | 1
179 |  | Not in an assembly | Conduit Fittings | 3" EMT 90-degree elbow | each | each | 1
180 |  | Not in an assembly | Conduit Fittings | 4" EMT 90-degree elbow | each | each | 1
181 |  | Not in an assembly | Conduit Fittings | 1/2" EMT C conduit body | each | each | 1 |  |  | Priced with its cover and gasket.
182 |  | Not in an assembly | Conduit Fittings | 3/4" EMT C conduit body | each | each | 1 |  |  | Priced with its cover and gasket.
183 |  | Not in an assembly | Conduit Fittings | 1" EMT C conduit body | each | each | 1 |  |  | Priced with its cover and gasket.
184 |  | Not in an assembly | Conduit Fittings | 1-1/4" EMT C conduit body | each | each | 1 |  |  | Priced with its cover and gasket.
185 |  | Not in an assembly | Conduit Fittings | 1-1/2" EMT C conduit body | each | each | 1 |  |  | Priced with its cover and gasket.
186 |  | Not in an assembly | Conduit Fittings | 2" EMT C conduit body | each | each | 1 |  |  | Priced with its cover and gasket.
187 |  | Not in an assembly | Conduit Fittings | 2-1/2" EMT C conduit body | each | each | 1 |  |  | Priced with its cover and gasket.
188 |  | Not in an assembly | Conduit Fittings | 3" EMT C conduit body | each | each | 1 |  |  | Priced with its cover and gasket.
189 |  | Not in an assembly | Conduit Fittings | 4" EMT C conduit body | each | each | 1 |  |  | Priced with its cover and gasket.
190 | 1 starter | Commercial | Conduit Fittings | 1/2" EMT compression connector | each | box of 25 | 25
191 |  | Not in an assembly | Conduit Fittings | 3/4" EMT compression connector | each | box of 25 | 25
192 |  | Not in an assembly | Conduit Fittings | 1" EMT compression connector | each | each | 1
193 |  | Not in an assembly | Conduit Fittings | 1-1/4" EMT compression connector | each | each | 1
194 |  | Not in an assembly | Conduit Fittings | 1-1/2" EMT compression connector | each | each | 1
195 |  | Not in an assembly | Conduit Fittings | 2" EMT compression connector | each | each | 1 |  |  | PACK NOT CHECKED — no plain listing found; probably each. Type the price of ONE, or set the pack you buy.
196 |  | Not in an assembly | Conduit Fittings | 2-1/2" EMT compression connector | each | each | 1 |  |  | PACK NOT CHECKED — no plain listing found; probably each. Type the price of ONE, or set the pack you buy.
197 |  | Not in an assembly | Conduit Fittings | 3" EMT compression connector | each | each | 1 |  |  | PACK NOT CHECKED — no plain listing found; probably each. Type the price of ONE, or set the pack you buy.
198 |  | Not in an assembly | Conduit Fittings | 4" EMT compression connector | each | each | 1 |  |  | PACK NOT CHECKED — no plain listing found; probably each. Type the price of ONE, or set the pack you buy.
199 |  | Not in an assembly | Conduit Fittings | 1/2" EMT compression coupling | each | each | 1 |  |  | PACK NOT CHECKED — HD Halex 35-pack (steel) or 45-pack (zinc). Type the price of ONE, or set the pack you buy.
200 |  | Not in an assembly | Conduit Fittings | 3/4" EMT compression coupling | each | box of 25 | 25
201 |  | Not in an assembly | Conduit Fittings | 1" EMT compression coupling | each | each | 1
202 |  | Not in an assembly | Conduit Fittings | 1-1/4" EMT compression coupling | each | each | 1
203 |  | Not in an assembly | Conduit Fittings | 1-1/2" EMT compression coupling | each | each | 1
204 |  | Not in an assembly | Conduit Fittings | 2" EMT compression coupling | each | each | 1
205 |  | Not in an assembly | Conduit Fittings | 2-1/2" EMT compression coupling | each | each | 1 |  |  | PACK NOT CHECKED — only the 3" seen (single). Type the price of ONE, or set the pack you buy.
206 |  | Not in an assembly | Conduit Fittings | 3" EMT compression coupling | each | each | 1 |  |  | PACK NOT CHECKED — only the 3" seen (single). Type the price of ONE, or set the pack you buy.
207 |  | Not in an assembly | Conduit Fittings | 4" EMT compression coupling | each | each | 1 |  |  | PACK NOT CHECKED — only the 3" seen (single). Type the price of ONE, or set the pack you buy.
208 |  | Not in an assembly | Conduit Fittings | 1/2" EMT insulated set-screw connector | each | box of 50 | 50
209 |  | Not in an assembly | Conduit Fittings | 1/2" EMT LB conduit body | each | each | 1 |  |  | Priced with its cover and gasket.
210 |  | Not in an assembly | Conduit Fittings | 3/4" EMT LB conduit body | each | each | 1 |  |  | Priced with its cover and gasket.
211 |  | Not in an assembly | Conduit Fittings | 1" EMT LB conduit body | each | each | 1 |  |  | Priced with its cover and gasket.
212 |  | Not in an assembly | Conduit Fittings | 1-1/4" EMT LB conduit body | each | each | 1 |  |  | Priced with its cover and gasket.
213 |  | Not in an assembly | Conduit Fittings | 1-1/2" EMT LB conduit body | each | each | 1 |  |  | Priced with its cover and gasket.
214 |  | Not in an assembly | Conduit Fittings | 2" EMT LB conduit body | each | each | 1 |  |  | Priced with its cover and gasket.
215 |  | Not in an assembly | Conduit Fittings | 2-1/2" EMT LB conduit body | each | each | 1 |  |  | Priced with its cover and gasket.
216 |  | Not in an assembly | Conduit Fittings | 3" EMT LB conduit body | each | each | 1 |  |  | Priced with its cover and gasket.
217 |  | Not in an assembly | Conduit Fittings | 4" EMT LB conduit body | each | each | 1 |  |  | Priced with its cover and gasket.
218 |  | Not in an assembly | Conduit Fittings | 1/2" EMT LL conduit body | each | each | 1 |  |  | Priced with its cover and gasket.
219 |  | Not in an assembly | Conduit Fittings | 3/4" EMT LL conduit body | each | each | 1 |  |  | Priced with its cover and gasket.
220 |  | Not in an assembly | Conduit Fittings | 1" EMT LL conduit body | each | each | 1 |  |  | Priced with its cover and gasket.
221 |  | Not in an assembly | Conduit Fittings | 1-1/4" EMT LL conduit body | each | each | 1 |  |  | Priced with its cover and gasket.
222 |  | Not in an assembly | Conduit Fittings | 1-1/2" EMT LL conduit body | each | each | 1 |  |  | Priced with its cover and gasket.
223 |  | Not in an assembly | Conduit Fittings | 2" EMT LL conduit body | each | each | 1 |  |  | Priced with its cover and gasket.
224 |  | Not in an assembly | Conduit Fittings | 2-1/2" EMT LL conduit body | each | each | 1 |  |  | Priced with its cover and gasket.
225 |  | Not in an assembly | Conduit Fittings | 3" EMT LL conduit body | each | each | 1 |  |  | Priced with its cover and gasket.
226 |  | Not in an assembly | Conduit Fittings | 4" EMT LL conduit body | each | each | 1 |  |  | Priced with its cover and gasket.
227 |  | Not in an assembly | Conduit Fittings | 1/2" EMT LR conduit body | each | each | 1 |  |  | Priced with its cover and gasket.
228 |  | Not in an assembly | Conduit Fittings | 3/4" EMT LR conduit body | each | each | 1 |  |  | Priced with its cover and gasket.
229 |  | Not in an assembly | Conduit Fittings | 1" EMT LR conduit body | each | each | 1 |  |  | Priced with its cover and gasket.
230 |  | Not in an assembly | Conduit Fittings | 1-1/4" EMT LR conduit body | each | each | 1 |  |  | Priced with its cover and gasket.
231 |  | Not in an assembly | Conduit Fittings | 1-1/2" EMT LR conduit body | each | each | 1 |  |  | Priced with its cover and gasket.
232 |  | Not in an assembly | Conduit Fittings | 2" EMT LR conduit body | each | each | 1 |  |  | Priced with its cover and gasket.
233 |  | Not in an assembly | Conduit Fittings | 2-1/2" EMT LR conduit body | each | each | 1 |  |  | Priced with its cover and gasket.
234 |  | Not in an assembly | Conduit Fittings | 3" EMT LR conduit body | each | each | 1 |  |  | Priced with its cover and gasket.
235 |  | Not in an assembly | Conduit Fittings | 4" EMT LR conduit body | each | each | 1 |  |  | Priced with its cover and gasket.
236 |  | Not in an assembly | Conduit Fittings | 1/2" EMT offset connector | each | each | 1
237 |  | Not in an assembly | Conduit Fittings | 1/2" EMT one-hole strap | each | box of 100 | 100
238 |  | Not in an assembly | Conduit Fittings | 3/4" EMT one-hole strap | each | box of 100 | 100
239 |  | Not in an assembly | Conduit Fittings | 1" EMT one-hole strap | each | box of 50 | 50
240 |  | Not in an assembly | Conduit Fittings | 1-1/4" EMT one-hole strap | each | each | 1 |  |  | PACK NOT CHECKED — HD 4-packs only. Type the price of ONE, or set the pack you buy.
241 |  | Not in an assembly | Conduit Fittings | 1-1/2" EMT one-hole strap | each | each | 1 |  |  | PACK NOT CHECKED — HD one 25-pack listing, otherwise 2-packs. Type the price of ONE, or set the pack you buy.
242 |  | Not in an assembly | Conduit Fittings | 2" EMT one-hole strap | each | each | 1 |  |  | PACK NOT CHECKED — HD 2-packs only. Type the price of ONE, or set the pack you buy.
243 |  | Not in an assembly | Conduit Fittings | 2-1/2" EMT one-hole strap | each | each | 1 |  |  | PACK NOT CHECKED — no listing found. Type the price of ONE, or set the pack you buy.
244 |  | Not in an assembly | Conduit Fittings | 3" EMT one-hole strap | each | each | 1 |  |  | PACK NOT CHECKED — no listing found. Type the price of ONE, or set the pack you buy.
245 |  | Not in an assembly | Conduit Fittings | 4" EMT one-hole strap | each | each | 1 |  |  | PACK NOT CHECKED — no listing found. Type the price of ONE, or set the pack you buy.
246 | 3 starters | Commercial | Conduit Fittings | 1/2" EMT raintight compression connector | each | each | 1 |  |  | PACK NOT CHECKED — HD 40-packs (Halex, CE) or RACO 50-pack. Type the price of ONE, or set the pack you buy.
247 | 1 starter | Commercial | Conduit Fittings | 3/4" EMT raintight compression connector | each | pack of 20 | 20
248 |  | Not in an assembly | Conduit Fittings | 1" EMT raintight compression connector | each | each | 1 |  |  | PACK NOT CHECKED — HD 15-pack, 10-pack or single. Type the price of ONE, or set the pack you buy.
249 |  | Not in an assembly | Conduit Fittings | 1-1/4" EMT raintight compression connector | each | each | 1 |  |  | PACK NOT CHECKED — singles probable; not every size found. Type the price of ONE, or set the pack you buy.
250 |  | Not in an assembly | Conduit Fittings | 1-1/2" EMT raintight compression connector | each | each | 1 |  |  | PACK NOT CHECKED — singles probable; not every size found. Type the price of ONE, or set the pack you buy.
251 |  | Not in an assembly | Conduit Fittings | 2" EMT raintight compression connector | each | each | 1 |  |  | PACK NOT CHECKED — singles probable; not every size found. Type the price of ONE, or set the pack you buy.
252 |  | Not in an assembly | Conduit Fittings | 2-1/2" EMT raintight compression connector | each | each | 1 |  |  | PACK NOT CHECKED — singles probable; not every size found. Type the price of ONE, or set the pack you buy.
253 |  | Not in an assembly | Conduit Fittings | 3" EMT raintight compression connector | each | each | 1 |  |  | PACK NOT CHECKED — singles probable; not every size found. Type the price of ONE, or set the pack you buy.
254 |  | Not in an assembly | Conduit Fittings | 4" EMT raintight compression connector | each | each | 1 |  |  | PACK NOT CHECKED — singles probable; not every size found. Type the price of ONE, or set the pack you buy.
255 |  | Not in an assembly | Conduit Fittings | 1/2" EMT raintight compression coupling | each | pack of 35 | 35
256 |  | Not in an assembly | Conduit Fittings | 3/4" EMT raintight compression coupling | each | pack of 20 | 20
257 |  | Not in an assembly | Conduit Fittings | 1" EMT raintight compression coupling | each | each | 1 |  |  | PACK NOT CHECKED — HD Halex 10-pack or CE single. Type the price of ONE, or set the pack you buy.
258 |  | Not in an assembly | Conduit Fittings | 1-1/4" EMT raintight compression coupling | each | each | 1 |  |  | PACK NOT CHECKED — no listing found. Type the price of ONE, or set the pack you buy.
259 |  | Not in an assembly | Conduit Fittings | 1-1/2" EMT raintight compression coupling | each | each | 1
260 |  | Not in an assembly | Conduit Fittings | 2" EMT raintight compression coupling | each | each | 1
261 |  | Not in an assembly | Conduit Fittings | 2-1/2" EMT raintight compression coupling | each | each | 1 |  |  | PACK NOT CHECKED — no listing found. Type the price of ONE, or set the pack you buy.
262 |  | Not in an assembly | Conduit Fittings | 3" EMT raintight compression coupling | each | each | 1 |  |  | PACK NOT CHECKED — no listing found. Type the price of ONE, or set the pack you buy.
263 |  | Not in an assembly | Conduit Fittings | 4" EMT raintight compression coupling | each | each | 1 |  |  | PACK NOT CHECKED — no listing found. Type the price of ONE, or set the pack you buy.
264 |  | Not in an assembly | Conduit Fittings | 1/2" EMT set-screw connector | each | box of 50 | 50
265 |  | Not in an assembly | Conduit Fittings | 3/4" EMT set-screw connector | each | box of 25 | 25
266 | 1 starter | Both | Conduit Fittings | 1" EMT set-screw connector | each | each | 1 |  |  | PACK NOT CHECKED — HD Halex 20-pack, 15-pack and singles. Type the price of ONE, or set the pack you buy.
267 |  | Not in an assembly | Conduit Fittings | 1-1/4" EMT set-screw connector | each | each | 1
268 |  | Not in an assembly | Conduit Fittings | 1-1/2" EMT set-screw connector | each | each | 1
269 |  | Not in an assembly | Conduit Fittings | 2" EMT set-screw connector | each | each | 1
270 |  | Not in an assembly | Conduit Fittings | 2-1/2" EMT set-screw connector | each | each | 1
271 |  | Not in an assembly | Conduit Fittings | 3" EMT set-screw connector | each | each | 1 |  |  | PACK NOT CHECKED — HD 3-pack or 12-pack; Platt each. Type the price of ONE, or set the pack you buy.
272 |  | Not in an assembly | Conduit Fittings | 4" EMT set-screw connector | each | each | 1 |  |  | PACK NOT CHECKED — HD 3-pack or 12-pack; Platt each. Type the price of ONE, or set the pack you buy.
273 |  | Not in an assembly | Conduit Fittings | 1/2" EMT set-screw coupling | each | box of 50 | 50
274 |  | Not in an assembly | Conduit Fittings | 3/4" EMT set-screw coupling | each | box of 25 | 25
275 |  | Not in an assembly | Conduit Fittings | 1" EMT set-screw coupling | each | each | 1 |  |  | PACK NOT CHECKED — HD 10-pack, RACO 50-pack and singles. Type the price of ONE, or set the pack you buy.
276 |  | Not in an assembly | Conduit Fittings | 1-1/4" EMT set-screw coupling | each | each | 1
277 |  | Not in an assembly | Conduit Fittings | 1-1/2" EMT set-screw coupling | each | each | 1
278 |  | Not in an assembly | Conduit Fittings | 2" EMT set-screw coupling | each | each | 1 |  |  | PACK NOT CHECKED — HD singles; a Halex listing titled 50-pack shows $3.72. Type the price of ONE, or set the pack you buy.
279 |  | Not in an assembly | Conduit Fittings | 2-1/2" EMT set-screw coupling | each | each | 1
280 |  | Not in an assembly | Conduit Fittings | 3" EMT set-screw coupling | each | each | 1
281 |  | Not in an assembly | Conduit Fittings | 4" EMT set-screw coupling | each | each | 1 |  |  | PACK NOT CHECKED — no listing found. Type the price of ONE, or set the pack you buy.
282 |  | Not in an assembly | Conduit Fittings | 1/2" EMT T conduit body | each | each | 1 |  |  | Priced with its cover and gasket.
283 |  | Not in an assembly | Conduit Fittings | 3/4" EMT T conduit body | each | each | 1 |  |  | Priced with its cover and gasket.
284 |  | Not in an assembly | Conduit Fittings | 1" EMT T conduit body | each | each | 1 |  |  | Priced with its cover and gasket.
285 |  | Not in an assembly | Conduit Fittings | 1-1/4" EMT T conduit body | each | each | 1 |  |  | Priced with its cover and gasket.
286 |  | Not in an assembly | Conduit Fittings | 1-1/2" EMT T conduit body | each | each | 1 |  |  | Priced with its cover and gasket.
287 |  | Not in an assembly | Conduit Fittings | 2" EMT T conduit body | each | each | 1 |  |  | Priced with its cover and gasket.
288 |  | Not in an assembly | Conduit Fittings | 2-1/2" EMT T conduit body | each | each | 1 |  |  | Priced with its cover and gasket.
289 |  | Not in an assembly | Conduit Fittings | 3" EMT T conduit body | each | each | 1 |  |  | Priced with its cover and gasket.
290 |  | Not in an assembly | Conduit Fittings | 4" EMT T conduit body | each | each | 1 |  |  | Priced with its cover and gasket.
291 |  | Not in an assembly | Conduit Fittings | 1/2" EMT to FMC transition coupling | each | each | 1 |  |  | PACK NOT CHECKED — HD CE single and 2-pack. Type the price of ONE, or set the pack you buy.
292 |  | Both | Conduit Fittings | 1/2" EMT two-hole strap | each | each | 1 |  |  | PACK NOT CHECKED — HD Halex 100-pack or 25-pack. Type the price of ONE, or set the pack you buy.
293 |  | Both | Conduit Fittings | 3/4" EMT two-hole strap | each | each | 1 |  |  | PACK NOT CHECKED — HD 50-, 20- and 200-packs. Type the price of ONE, or set the pack you buy.
294 |  | Both | Conduit Fittings | 1" EMT two-hole strap | each | each | 1 |  |  | PACK NOT CHECKED — HD 4-pack only. Type the price of ONE, or set the pack you buy.
295 |  | Not in an assembly | Conduit Fittings | 1/2" PVC Sch 40 45-degree elbow | each | each | 1
296 |  | Not in an assembly | Conduit Fittings | 3/4" PVC Sch 40 45-degree elbow | each | each | 1
297 |  | Not in an assembly | Conduit Fittings | 1" PVC Sch 40 45-degree elbow | each | each | 1
298 |  | Not in an assembly | Conduit Fittings | 1-1/4" PVC Sch 40 45-degree elbow | each | each | 1
299 |  | Not in an assembly | Conduit Fittings | 1-1/2" PVC Sch 40 45-degree elbow | each | each | 1
300 |  | Not in an assembly | Conduit Fittings | 2" PVC Sch 40 45-degree elbow | each | each | 1
301 |  | Not in an assembly | Conduit Fittings | 2-1/2" PVC Sch 40 45-degree elbow | each | each | 1
302 |  | Not in an assembly | Conduit Fittings | 3" PVC Sch 40 45-degree elbow | each | each | 1
303 |  | Not in an assembly | Conduit Fittings | 4" PVC Sch 40 45-degree elbow | each | each | 1
304 |  | Not in an assembly | Conduit Fittings | 1" PVC Sch 40 45-degree sweep, 24" radius | each | each | 1 |  |  | Large-radius factory sweep, 24" to the centreline.
305 |  | Not in an assembly | Conduit Fittings | 1-1/4" PVC Sch 40 45-degree sweep, 24" radius | each | each | 1 |  |  | Large-radius factory sweep, 24" to the centreline.
306 |  | Not in an assembly | Conduit Fittings | 1-1/2" PVC Sch 40 45-degree sweep, 24" radius | each | each | 1 |  |  | Large-radius factory sweep, 24" to the centreline.
307 |  | Not in an assembly | Conduit Fittings | 2" PVC Sch 40 45-degree sweep, 24" radius | each | each | 1 |  |  | Large-radius factory sweep, 24" to the centreline.
308 |  | Not in an assembly | Conduit Fittings | 2-1/2" PVC Sch 40 45-degree sweep, 24" radius | each | each | 1 |  |  | Large-radius factory sweep, 24" to the centreline.
309 |  | Not in an assembly | Conduit Fittings | 3" PVC Sch 40 45-degree sweep, 24" radius | each | each | 1 |  |  | Large-radius factory sweep, 24" to the centreline.
310 |  | Not in an assembly | Conduit Fittings | 4" PVC Sch 40 45-degree sweep, 24" radius | each | each | 1 |  |  | Large-radius factory sweep, 24" to the centreline.
311 |  | Not in an assembly | Conduit Fittings | 1" PVC Sch 40 45-degree sweep, 36" radius | each | each | 1 |  |  | Large-radius factory sweep, 36" to the centreline.
312 |  | Not in an assembly | Conduit Fittings | 1-1/4" PVC Sch 40 45-degree sweep, 36" radius | each | each | 1 |  |  | Large-radius factory sweep, 36" to the centreline.
313 |  | Not in an assembly | Conduit Fittings | 1-1/2" PVC Sch 40 45-degree sweep, 36" radius | each | each | 1 |  |  | Large-radius factory sweep, 36" to the centreline.
314 |  | Not in an assembly | Conduit Fittings | 2" PVC Sch 40 45-degree sweep, 36" radius | each | each | 1 |  |  | Large-radius factory sweep, 36" to the centreline.
315 |  | Not in an assembly | Conduit Fittings | 2-1/2" PVC Sch 40 45-degree sweep, 36" radius | each | each | 1 |  |  | Large-radius factory sweep, 36" to the centreline.
316 |  | Not in an assembly | Conduit Fittings | 3" PVC Sch 40 45-degree sweep, 36" radius | each | each | 1 |  |  | Large-radius factory sweep, 36" to the centreline.
317 |  | Not in an assembly | Conduit Fittings | 4" PVC Sch 40 45-degree sweep, 36" radius | each | each | 1 |  |  | Large-radius factory sweep, 36" to the centreline.
318 |  | Not in an assembly | Conduit Fittings | 1/2" PVC Sch 40 90-degree elbow | each | each | 1
319 |  | Not in an assembly | Conduit Fittings | 3/4" PVC Sch 40 90-degree elbow | each | each | 1
320 |  | Not in an assembly | Conduit Fittings | 1" PVC Sch 40 90-degree elbow | each | each | 1
321 |  | Not in an assembly | Conduit Fittings | 1-1/4" PVC Sch 40 90-degree elbow | each | each | 1
322 |  | Not in an assembly | Conduit Fittings | 1-1/2" PVC Sch 40 90-degree elbow | each | each | 1
323 | 1 starter | Residential | Conduit Fittings | 2" PVC Sch 40 90-degree elbow | each | each | 1
324 |  | Not in an assembly | Conduit Fittings | 2-1/2" PVC Sch 40 90-degree elbow | each | each | 1
325 |  | Not in an assembly | Conduit Fittings | 3" PVC Sch 40 90-degree elbow | each | each | 1
326 |  | Not in an assembly | Conduit Fittings | 4" PVC Sch 40 90-degree elbow | each | each | 1
327 |  | Not in an assembly | Conduit Fittings | 1" PVC Sch 40 90-degree sweep, 24" radius | each | each | 1 |  |  | Large-radius factory sweep, 24" to the centreline.
328 |  | Not in an assembly | Conduit Fittings | 1-1/4" PVC Sch 40 90-degree sweep, 24" radius | each | each | 1 |  |  | Large-radius factory sweep, 24" to the centreline.
329 |  | Not in an assembly | Conduit Fittings | 1-1/2" PVC Sch 40 90-degree sweep, 24" radius | each | each | 1 |  |  | Large-radius factory sweep, 24" to the centreline.
330 |  | Not in an assembly | Conduit Fittings | 2" PVC Sch 40 90-degree sweep, 24" radius | each | each | 1 |  |  | Large-radius factory sweep, 24" to the centreline.
331 |  | Not in an assembly | Conduit Fittings | 2-1/2" PVC Sch 40 90-degree sweep, 24" radius | each | each | 1 |  |  | Large-radius factory sweep, 24" to the centreline.
332 |  | Not in an assembly | Conduit Fittings | 3" PVC Sch 40 90-degree sweep, 24" radius | each | each | 1 |  |  | Large-radius factory sweep, 24" to the centreline.
333 |  | Not in an assembly | Conduit Fittings | 4" PVC Sch 40 90-degree sweep, 24" radius | each | each | 1 |  |  | Large-radius factory sweep, 24" to the centreline.
334 |  | Not in an assembly | Conduit Fittings | 1" PVC Sch 40 90-degree sweep, 36" radius | each | each | 1 |  |  | Large-radius factory sweep, 36" to the centreline.
335 |  | Not in an assembly | Conduit Fittings | 1-1/4" PVC Sch 40 90-degree sweep, 36" radius | each | each | 1 |  |  | Large-radius factory sweep, 36" to the centreline.
336 |  | Not in an assembly | Conduit Fittings | 1-1/2" PVC Sch 40 90-degree sweep, 36" radius | each | each | 1 |  |  | Large-radius factory sweep, 36" to the centreline.
337 |  | Not in an assembly | Conduit Fittings | 2" PVC Sch 40 90-degree sweep, 36" radius | each | each | 1 |  |  | Large-radius factory sweep, 36" to the centreline.
338 |  | Not in an assembly | Conduit Fittings | 2-1/2" PVC Sch 40 90-degree sweep, 36" radius | each | each | 1 |  |  | Large-radius factory sweep, 36" to the centreline.
339 |  | Not in an assembly | Conduit Fittings | 3" PVC Sch 40 90-degree sweep, 36" radius | each | each | 1 |  |  | Large-radius factory sweep, 36" to the centreline.
340 |  | Not in an assembly | Conduit Fittings | 4" PVC Sch 40 90-degree sweep, 36" radius | each | each | 1 |  |  | Large-radius factory sweep, 36" to the centreline.
341 |  | Not in an assembly | Conduit Fittings | 1/2" PVC Sch 40/80 C conduit body | each | each | 1 |  |  | Priced with its cover and gasket.
342 |  | Not in an assembly | Conduit Fittings | 3/4" PVC Sch 40/80 C conduit body | each | each | 1 |  |  | Priced with its cover and gasket.
343 |  | Not in an assembly | Conduit Fittings | 1" PVC Sch 40/80 C conduit body | each | each | 1 |  |  | Priced with its cover and gasket.
344 |  | Not in an assembly | Conduit Fittings | 1-1/4" PVC Sch 40/80 C conduit body | each | each | 1 |  |  | Priced with its cover and gasket.
345 |  | Not in an assembly | Conduit Fittings | 1-1/2" PVC Sch 40/80 C conduit body | each | each | 1 |  |  | Priced with its cover and gasket.
346 |  | Not in an assembly | Conduit Fittings | 2" PVC Sch 40/80 C conduit body | each | each | 1 |  |  | Priced with its cover and gasket.
347 |  | Not in an assembly | Conduit Fittings | 2-1/2" PVC Sch 40/80 C conduit body | each | each | 1 |  |  | Priced with its cover and gasket.
348 |  | Not in an assembly | Conduit Fittings | 3" PVC Sch 40/80 C conduit body | each | each | 1 |  |  | Priced with its cover and gasket.
349 |  | Not in an assembly | Conduit Fittings | 4" PVC Sch 40/80 C conduit body | each | each | 1 |  |  | Priced with its cover and gasket.
350 |  | Not in an assembly | Conduit Fittings | 1/2" PVC Sch 40/80 coupling | each | each | 1 |  |  | PACK NOT CHECKED — HD packs of 1, 5, 12, 15 and 25; Platt each. Type the price of ONE, or set the pack you buy.
351 |  | Not in an assembly | Conduit Fittings | 3/4" PVC Sch 40/80 coupling | each | each | 1 |  |  | PACK NOT CHECKED — HD packs of 1, 5, 15 and 20; Platt each. Type the price of ONE, or set the pack you buy.
352 |  | Not in an assembly | Conduit Fittings | 1" PVC Sch 40/80 coupling | each | each | 1
353 |  | Not in an assembly | Conduit Fittings | 1-1/4" PVC Sch 40/80 coupling | each | each | 1
354 |  | Not in an assembly | Conduit Fittings | 1-1/2" PVC Sch 40/80 coupling | each | each | 1
355 |  | Not in an assembly | Conduit Fittings | 2" PVC Sch 40/80 coupling | each | each | 1
356 |  | Not in an assembly | Conduit Fittings | 2-1/2" PVC Sch 40/80 coupling | each | each | 1
357 |  | Not in an assembly | Conduit Fittings | 3" PVC Sch 40/80 coupling | each | each | 1
358 |  | Not in an assembly | Conduit Fittings | 4" PVC Sch 40/80 coupling | each | each | 1
359 |  | Not in an assembly | Conduit Fittings | 1/2" PVC Sch 40/80 LB conduit body | each | each | 1 |  |  | Priced with its cover and gasket.
360 |  | Not in an assembly | Conduit Fittings | 3/4" PVC Sch 40/80 LB conduit body | each | each | 1 |  |  | Priced with its cover and gasket.
361 |  | Not in an assembly | Conduit Fittings | 1" PVC Sch 40/80 LB conduit body | each | each | 1 |  |  | Priced with its cover and gasket.
362 |  | Not in an assembly | Conduit Fittings | 1-1/4" PVC Sch 40/80 LB conduit body | each | each | 1 |  |  | Priced with its cover and gasket.
363 |  | Not in an assembly | Conduit Fittings | 1-1/2" PVC Sch 40/80 LB conduit body | each | each | 1 |  |  | Priced with its cover and gasket.
364 |  | Not in an assembly | Conduit Fittings | 2" PVC Sch 40/80 LB conduit body | each | each | 1 |  |  | Priced with its cover and gasket.
365 |  | Not in an assembly | Conduit Fittings | 2-1/2" PVC Sch 40/80 LB conduit body | each | each | 1 |  |  | Priced with its cover and gasket.
366 |  | Not in an assembly | Conduit Fittings | 3" PVC Sch 40/80 LB conduit body | each | each | 1 |  |  | Priced with its cover and gasket.
367 |  | Not in an assembly | Conduit Fittings | 4" PVC Sch 40/80 LB conduit body | each | each | 1 |  |  | Priced with its cover and gasket.
368 |  | Not in an assembly | Conduit Fittings | 1/2" PVC Sch 40/80 LL conduit body | each | each | 1 |  |  | Priced with its cover and gasket.
369 |  | Not in an assembly | Conduit Fittings | 3/4" PVC Sch 40/80 LL conduit body | each | each | 1 |  |  | Priced with its cover and gasket.
370 |  | Not in an assembly | Conduit Fittings | 1" PVC Sch 40/80 LL conduit body | each | each | 1 |  |  | Priced with its cover and gasket.
371 |  | Not in an assembly | Conduit Fittings | 1-1/4" PVC Sch 40/80 LL conduit body | each | each | 1 |  |  | Priced with its cover and gasket.
372 |  | Not in an assembly | Conduit Fittings | 1-1/2" PVC Sch 40/80 LL conduit body | each | each | 1 |  |  | Priced with its cover and gasket.
373 |  | Not in an assembly | Conduit Fittings | 2" PVC Sch 40/80 LL conduit body | each | each | 1 |  |  | Priced with its cover and gasket.
374 |  | Not in an assembly | Conduit Fittings | 2-1/2" PVC Sch 40/80 LL conduit body | each | each | 1 |  |  | Priced with its cover and gasket.
375 |  | Not in an assembly | Conduit Fittings | 3" PVC Sch 40/80 LL conduit body | each | each | 1 |  |  | Priced with its cover and gasket.
376 |  | Not in an assembly | Conduit Fittings | 4" PVC Sch 40/80 LL conduit body | each | each | 1 |  |  | Priced with its cover and gasket.
377 |  | Not in an assembly | Conduit Fittings | 1/2" PVC Sch 40/80 LR conduit body | each | each | 1 |  |  | Priced with its cover and gasket.
378 |  | Not in an assembly | Conduit Fittings | 3/4" PVC Sch 40/80 LR conduit body | each | each | 1 |  |  | Priced with its cover and gasket.
379 |  | Not in an assembly | Conduit Fittings | 1" PVC Sch 40/80 LR conduit body | each | each | 1 |  |  | Priced with its cover and gasket.
380 |  | Not in an assembly | Conduit Fittings | 1-1/4" PVC Sch 40/80 LR conduit body | each | each | 1 |  |  | Priced with its cover and gasket.
381 |  | Not in an assembly | Conduit Fittings | 1-1/2" PVC Sch 40/80 LR conduit body | each | each | 1 |  |  | Priced with its cover and gasket.
382 |  | Not in an assembly | Conduit Fittings | 2" PVC Sch 40/80 LR conduit body | each | each | 1 |  |  | Priced with its cover and gasket.
383 |  | Not in an assembly | Conduit Fittings | 2-1/2" PVC Sch 40/80 LR conduit body | each | each | 1 |  |  | Priced with its cover and gasket.
384 |  | Not in an assembly | Conduit Fittings | 3" PVC Sch 40/80 LR conduit body | each | each | 1 |  |  | Priced with its cover and gasket.
385 |  | Not in an assembly | Conduit Fittings | 4" PVC Sch 40/80 LR conduit body | each | each | 1 |  |  | Priced with its cover and gasket.
386 |  | Not in an assembly | Conduit Fittings | 1/2" PVC Sch 40/80 T conduit body | each | each | 1 |  |  | Priced with its cover and gasket.
387 |  | Not in an assembly | Conduit Fittings | 3/4" PVC Sch 40/80 T conduit body | each | each | 1 |  |  | Priced with its cover and gasket.
388 |  | Not in an assembly | Conduit Fittings | 1" PVC Sch 40/80 T conduit body | each | each | 1 |  |  | Priced with its cover and gasket.
389 |  | Not in an assembly | Conduit Fittings | 1-1/4" PVC Sch 40/80 T conduit body | each | each | 1 |  |  | Priced with its cover and gasket.
390 |  | Not in an assembly | Conduit Fittings | 1-1/2" PVC Sch 40/80 T conduit body | each | each | 1 |  |  | Priced with its cover and gasket.
391 |  | Not in an assembly | Conduit Fittings | 2" PVC Sch 40/80 T conduit body | each | each | 1 |  |  | Priced with its cover and gasket.
392 |  | Not in an assembly | Conduit Fittings | 2-1/2" PVC Sch 40/80 T conduit body | each | each | 1 |  |  | Priced with its cover and gasket.
393 |  | Not in an assembly | Conduit Fittings | 3" PVC Sch 40/80 T conduit body | each | each | 1 |  |  | Priced with its cover and gasket.
394 |  | Not in an assembly | Conduit Fittings | 4" PVC Sch 40/80 T conduit body | each | each | 1 |  |  | Priced with its cover and gasket.
395 |  | Not in an assembly | Conduit Fittings | 1/2" PVC Sch 40/80 terminal adapter | each | each | 1
396 |  | Not in an assembly | Conduit Fittings | 3/4" PVC Sch 40/80 terminal adapter | each | each | 1
397 | 1 starter | Residential | Conduit Fittings | 1" PVC Sch 40/80 terminal adapter | each | each | 1
398 |  | Not in an assembly | Conduit Fittings | 1-1/4" PVC Sch 40/80 terminal adapter | each | each | 1
399 |  | Not in an assembly | Conduit Fittings | 1-1/2" PVC Sch 40/80 terminal adapter | each | each | 1
400 | 1 starter | Residential | Conduit Fittings | 2" PVC Sch 40/80 terminal adapter | each | each | 1
401 |  | Not in an assembly | Conduit Fittings | 2-1/2" PVC Sch 40/80 terminal adapter | each | each | 1
402 |  | Not in an assembly | Conduit Fittings | 3" PVC Sch 40/80 terminal adapter | each | each | 1
403 |  | Not in an assembly | Conduit Fittings | 4" PVC Sch 40/80 terminal adapter | each | each | 1
404 |  | Not in an assembly | Conduit Fittings | 1/2" PVC Sch 80 45-degree elbow | each | each | 1
405 |  | Not in an assembly | Conduit Fittings | 3/4" PVC Sch 80 45-degree elbow | each | each | 1
406 |  | Not in an assembly | Conduit Fittings | 1" PVC Sch 80 45-degree elbow | each | each | 1
407 |  | Not in an assembly | Conduit Fittings | 1-1/4" PVC Sch 80 45-degree elbow | each | each | 1
408 |  | Not in an assembly | Conduit Fittings | 1-1/2" PVC Sch 80 45-degree elbow | each | each | 1
409 |  | Not in an assembly | Conduit Fittings | 2" PVC Sch 80 45-degree elbow | each | each | 1
410 |  | Not in an assembly | Conduit Fittings | 2-1/2" PVC Sch 80 45-degree elbow | each | each | 1
411 |  | Not in an assembly | Conduit Fittings | 3" PVC Sch 80 45-degree elbow | each | each | 1
412 |  | Not in an assembly | Conduit Fittings | 4" PVC Sch 80 45-degree elbow | each | each | 1
413 |  | Not in an assembly | Conduit Fittings | 1" PVC Sch 80 45-degree sweep, 24" radius | each | each | 1 |  |  | Large-radius factory sweep, 24" to the centreline.
414 |  | Not in an assembly | Conduit Fittings | 1-1/4" PVC Sch 80 45-degree sweep, 24" radius | each | each | 1 |  |  | Large-radius factory sweep, 24" to the centreline.
415 |  | Not in an assembly | Conduit Fittings | 1-1/2" PVC Sch 80 45-degree sweep, 24" radius | each | each | 1 |  |  | Large-radius factory sweep, 24" to the centreline.
416 |  | Not in an assembly | Conduit Fittings | 2" PVC Sch 80 45-degree sweep, 24" radius | each | each | 1 |  |  | Large-radius factory sweep, 24" to the centreline.
417 |  | Not in an assembly | Conduit Fittings | 2-1/2" PVC Sch 80 45-degree sweep, 24" radius | each | each | 1 |  |  | Large-radius factory sweep, 24" to the centreline.
418 |  | Not in an assembly | Conduit Fittings | 3" PVC Sch 80 45-degree sweep, 24" radius | each | each | 1 |  |  | Large-radius factory sweep, 24" to the centreline.
419 |  | Not in an assembly | Conduit Fittings | 4" PVC Sch 80 45-degree sweep, 24" radius | each | each | 1 |  |  | Large-radius factory sweep, 24" to the centreline.
420 |  | Not in an assembly | Conduit Fittings | 1" PVC Sch 80 45-degree sweep, 36" radius | each | each | 1 |  |  | Large-radius factory sweep, 36" to the centreline.
421 |  | Not in an assembly | Conduit Fittings | 1-1/4" PVC Sch 80 45-degree sweep, 36" radius | each | each | 1 |  |  | Large-radius factory sweep, 36" to the centreline.
422 |  | Not in an assembly | Conduit Fittings | 1-1/2" PVC Sch 80 45-degree sweep, 36" radius | each | each | 1 |  |  | Large-radius factory sweep, 36" to the centreline.
423 |  | Not in an assembly | Conduit Fittings | 2" PVC Sch 80 45-degree sweep, 36" radius | each | each | 1 |  |  | Large-radius factory sweep, 36" to the centreline.
424 |  | Not in an assembly | Conduit Fittings | 2-1/2" PVC Sch 80 45-degree sweep, 36" radius | each | each | 1 |  |  | Large-radius factory sweep, 36" to the centreline.
425 |  | Not in an assembly | Conduit Fittings | 3" PVC Sch 80 45-degree sweep, 36" radius | each | each | 1 |  |  | Large-radius factory sweep, 36" to the centreline.
426 |  | Not in an assembly | Conduit Fittings | 4" PVC Sch 80 45-degree sweep, 36" radius | each | each | 1 |  |  | Large-radius factory sweep, 36" to the centreline.
427 |  | Not in an assembly | Conduit Fittings | 1/2" PVC Sch 80 90-degree elbow | each | each | 1
428 |  | Not in an assembly | Conduit Fittings | 3/4" PVC Sch 80 90-degree elbow | each | each | 1
429 |  | Not in an assembly | Conduit Fittings | 1" PVC Sch 80 90-degree elbow | each | each | 1
430 |  | Not in an assembly | Conduit Fittings | 1-1/4" PVC Sch 80 90-degree elbow | each | each | 1
431 |  | Not in an assembly | Conduit Fittings | 1-1/2" PVC Sch 80 90-degree elbow | each | each | 1
432 |  | Not in an assembly | Conduit Fittings | 2" PVC Sch 80 90-degree elbow | each | each | 1
433 |  | Not in an assembly | Conduit Fittings | 2-1/2" PVC Sch 80 90-degree elbow | each | each | 1
434 |  | Not in an assembly | Conduit Fittings | 3" PVC Sch 80 90-degree elbow | each | each | 1
435 |  | Not in an assembly | Conduit Fittings | 4" PVC Sch 80 90-degree elbow | each | each | 1
436 |  | Not in an assembly | Conduit Fittings | 1" PVC Sch 80 90-degree sweep, 24" radius | each | each | 1 |  |  | Large-radius factory sweep, 24" to the centreline.
437 |  | Not in an assembly | Conduit Fittings | 1-1/4" PVC Sch 80 90-degree sweep, 24" radius | each | each | 1 |  |  | Large-radius factory sweep, 24" to the centreline.
438 |  | Not in an assembly | Conduit Fittings | 1-1/2" PVC Sch 80 90-degree sweep, 24" radius | each | each | 1 |  |  | Large-radius factory sweep, 24" to the centreline.
439 |  | Not in an assembly | Conduit Fittings | 2" PVC Sch 80 90-degree sweep, 24" radius | each | each | 1 |  |  | Large-radius factory sweep, 24" to the centreline.
440 |  | Not in an assembly | Conduit Fittings | 2-1/2" PVC Sch 80 90-degree sweep, 24" radius | each | each | 1 |  |  | Large-radius factory sweep, 24" to the centreline.
441 |  | Not in an assembly | Conduit Fittings | 3" PVC Sch 80 90-degree sweep, 24" radius | each | each | 1 |  |  | Large-radius factory sweep, 24" to the centreline.
442 |  | Not in an assembly | Conduit Fittings | 4" PVC Sch 80 90-degree sweep, 24" radius | each | each | 1 |  |  | Large-radius factory sweep, 24" to the centreline.
443 |  | Not in an assembly | Conduit Fittings | 1" PVC Sch 80 90-degree sweep, 36" radius | each | each | 1 |  |  | Large-radius factory sweep, 36" to the centreline.
444 |  | Not in an assembly | Conduit Fittings | 1-1/4" PVC Sch 80 90-degree sweep, 36" radius | each | each | 1 |  |  | Large-radius factory sweep, 36" to the centreline.
445 |  | Not in an assembly | Conduit Fittings | 1-1/2" PVC Sch 80 90-degree sweep, 36" radius | each | each | 1 |  |  | Large-radius factory sweep, 36" to the centreline.
446 |  | Not in an assembly | Conduit Fittings | 2" PVC Sch 80 90-degree sweep, 36" radius | each | each | 1 |  |  | Large-radius factory sweep, 36" to the centreline.
447 |  | Not in an assembly | Conduit Fittings | 2-1/2" PVC Sch 80 90-degree sweep, 36" radius | each | each | 1 |  |  | Large-radius factory sweep, 36" to the centreline.
448 |  | Not in an assembly | Conduit Fittings | 3" PVC Sch 80 90-degree sweep, 36" radius | each | each | 1 |  |  | Large-radius factory sweep, 36" to the centreline.
449 |  | Not in an assembly | Conduit Fittings | 4" PVC Sch 80 90-degree sweep, 36" radius | each | each | 1 |  |  | Large-radius factory sweep, 36" to the centreline.
450 |  | Not in an assembly | Conduit Fittings | 1/2" rigid conduit 45-degree elbow | each | each | 1
451 |  | Not in an assembly | Conduit Fittings | 3/4" rigid conduit 45-degree elbow | each | each | 1
452 |  | Not in an assembly | Conduit Fittings | 1" rigid conduit 45-degree elbow | each | each | 1
453 |  | Not in an assembly | Conduit Fittings | 1-1/4" rigid conduit 45-degree elbow | each | each | 1
454 |  | Not in an assembly | Conduit Fittings | 1-1/2" rigid conduit 45-degree elbow | each | each | 1
455 |  | Not in an assembly | Conduit Fittings | 2" rigid conduit 45-degree elbow | each | each | 1
456 |  | Not in an assembly | Conduit Fittings | 2-1/2" rigid conduit 45-degree elbow | each | each | 1
457 |  | Not in an assembly | Conduit Fittings | 3" rigid conduit 45-degree elbow | each | each | 1
458 |  | Not in an assembly | Conduit Fittings | 4" rigid conduit 45-degree elbow | each | each | 1
459 |  | Not in an assembly | Conduit Fittings | 1/2" rigid conduit 90-degree elbow | each | each | 1
460 |  | Not in an assembly | Conduit Fittings | 3/4" rigid conduit 90-degree elbow | each | each | 1
461 |  | Not in an assembly | Conduit Fittings | 1" rigid conduit 90-degree elbow | each | each | 1
462 |  | Not in an assembly | Conduit Fittings | 1-1/4" rigid conduit 90-degree elbow | each | each | 1
463 |  | Not in an assembly | Conduit Fittings | 1-1/2" rigid conduit 90-degree elbow | each | each | 1
464 |  | Not in an assembly | Conduit Fittings | 2" rigid conduit 90-degree elbow | each | each | 1
465 |  | Not in an assembly | Conduit Fittings | 2-1/2" rigid conduit 90-degree elbow | each | each | 1
466 |  | Not in an assembly | Conduit Fittings | 3" rigid conduit 90-degree elbow | each | each | 1
467 |  | Not in an assembly | Conduit Fittings | 4" rigid conduit 90-degree elbow | each | each | 1
468 |  | Not in an assembly | Conduit Fittings | 1/2" rigid conduit C conduit body | each | each | 1 |  |  | Priced with its cover and gasket.
469 |  | Not in an assembly | Conduit Fittings | 3/4" rigid conduit C conduit body | each | each | 1 |  |  | Priced with its cover and gasket.
470 |  | Not in an assembly | Conduit Fittings | 1" rigid conduit C conduit body | each | each | 1 |  |  | Priced with its cover and gasket.
471 |  | Not in an assembly | Conduit Fittings | 1-1/4" rigid conduit C conduit body | each | each | 1 |  |  | Priced with its cover and gasket.
472 |  | Not in an assembly | Conduit Fittings | 1-1/2" rigid conduit C conduit body | each | each | 1 |  |  | Priced with its cover and gasket.
473 |  | Not in an assembly | Conduit Fittings | 2" rigid conduit C conduit body | each | each | 1 |  |  | Priced with its cover and gasket.
474 |  | Not in an assembly | Conduit Fittings | 2-1/2" rigid conduit C conduit body | each | each | 1 |  |  | Priced with its cover and gasket.
475 |  | Not in an assembly | Conduit Fittings | 3" rigid conduit C conduit body | each | each | 1 |  |  | Priced with its cover and gasket.
476 |  | Not in an assembly | Conduit Fittings | 4" rigid conduit C conduit body | each | each | 1 |  |  | Priced with its cover and gasket.
477 |  | Not in an assembly | Conduit Fittings | 1/2" rigid conduit coupling | each | each | 1
478 |  | Not in an assembly | Conduit Fittings | 3/4" rigid conduit coupling | each | each | 1
479 |  | Not in an assembly | Conduit Fittings | 1" rigid conduit coupling | each | each | 1
480 |  | Not in an assembly | Conduit Fittings | 1-1/4" rigid conduit coupling | each | each | 1
481 |  | Not in an assembly | Conduit Fittings | 1-1/2" rigid conduit coupling | each | each | 1
482 | 1 starter | Residential | Conduit Fittings | 2" rigid conduit coupling | each | each | 1
483 |  | Not in an assembly | Conduit Fittings | 2-1/2" rigid conduit coupling | each | each | 1
484 |  | Not in an assembly | Conduit Fittings | 3" rigid conduit coupling | each | each | 1
485 |  | Not in an assembly | Conduit Fittings | 4" rigid conduit coupling | each | each | 1
486 |  | Not in an assembly | Conduit Fittings | 1/2" rigid conduit LB conduit body | each | each | 1 |  |  | Priced with its cover and gasket.
487 |  | Not in an assembly | Conduit Fittings | 3/4" rigid conduit LB conduit body | each | each | 1 |  |  | Priced with its cover and gasket.
488 |  | Not in an assembly | Conduit Fittings | 1" rigid conduit LB conduit body | each | each | 1 |  |  | Priced with its cover and gasket.
489 |  | Not in an assembly | Conduit Fittings | 1-1/4" rigid conduit LB conduit body | each | each | 1 |  |  | Priced with its cover and gasket.
490 |  | Not in an assembly | Conduit Fittings | 1-1/2" rigid conduit LB conduit body | each | each | 1 |  |  | Priced with its cover and gasket.
491 |  | Not in an assembly | Conduit Fittings | 2" rigid conduit LB conduit body | each | each | 1 |  |  | Priced with its cover and gasket.
492 |  | Not in an assembly | Conduit Fittings | 2-1/2" rigid conduit LB conduit body | each | each | 1 |  |  | Priced with its cover and gasket.
493 |  | Not in an assembly | Conduit Fittings | 3" rigid conduit LB conduit body | each | each | 1 |  |  | Priced with its cover and gasket.
494 |  | Not in an assembly | Conduit Fittings | 4" rigid conduit LB conduit body | each | each | 1 |  |  | Priced with its cover and gasket.
495 |  | Not in an assembly | Conduit Fittings | 1/2" rigid conduit LL conduit body | each | each | 1 |  |  | Priced with its cover and gasket.
496 |  | Not in an assembly | Conduit Fittings | 3/4" rigid conduit LL conduit body | each | each | 1 |  |  | Priced with its cover and gasket.
497 |  | Not in an assembly | Conduit Fittings | 1" rigid conduit LL conduit body | each | each | 1 |  |  | Priced with its cover and gasket.
498 |  | Not in an assembly | Conduit Fittings | 1-1/4" rigid conduit LL conduit body | each | each | 1 |  |  | Priced with its cover and gasket.
499 |  | Not in an assembly | Conduit Fittings | 1-1/2" rigid conduit LL conduit body | each | each | 1 |  |  | Priced with its cover and gasket.
500 |  | Not in an assembly | Conduit Fittings | 2" rigid conduit LL conduit body | each | each | 1 |  |  | Priced with its cover and gasket.
501 |  | Not in an assembly | Conduit Fittings | 2-1/2" rigid conduit LL conduit body | each | each | 1 |  |  | Priced with its cover and gasket.
502 |  | Not in an assembly | Conduit Fittings | 3" rigid conduit LL conduit body | each | each | 1 |  |  | Priced with its cover and gasket.
503 |  | Not in an assembly | Conduit Fittings | 4" rigid conduit LL conduit body | each | each | 1 |  |  | Priced with its cover and gasket.
504 |  | Not in an assembly | Conduit Fittings | 1/2" rigid conduit LR conduit body | each | each | 1 |  |  | Priced with its cover and gasket.
505 |  | Not in an assembly | Conduit Fittings | 3/4" rigid conduit LR conduit body | each | each | 1 |  |  | Priced with its cover and gasket.
506 |  | Not in an assembly | Conduit Fittings | 1" rigid conduit LR conduit body | each | each | 1 |  |  | Priced with its cover and gasket.
507 |  | Not in an assembly | Conduit Fittings | 1-1/4" rigid conduit LR conduit body | each | each | 1 |  |  | Priced with its cover and gasket.
508 |  | Not in an assembly | Conduit Fittings | 1-1/2" rigid conduit LR conduit body | each | each | 1 |  |  | Priced with its cover and gasket.
509 |  | Not in an assembly | Conduit Fittings | 2" rigid conduit LR conduit body | each | each | 1 |  |  | Priced with its cover and gasket.
510 |  | Not in an assembly | Conduit Fittings | 2-1/2" rigid conduit LR conduit body | each | each | 1 |  |  | Priced with its cover and gasket.
511 |  | Not in an assembly | Conduit Fittings | 3" rigid conduit LR conduit body | each | each | 1 |  |  | Priced with its cover and gasket.
512 |  | Not in an assembly | Conduit Fittings | 4" rigid conduit LR conduit body | each | each | 1 |  |  | Priced with its cover and gasket.
513 |  | Not in an assembly | Conduit Fittings | 1/2" rigid conduit T conduit body | each | each | 1 |  |  | Priced with its cover and gasket.
514 |  | Not in an assembly | Conduit Fittings | 3/4" rigid conduit T conduit body | each | each | 1 |  |  | Priced with its cover and gasket.
515 |  | Not in an assembly | Conduit Fittings | 1" rigid conduit T conduit body | each | each | 1 |  |  | Priced with its cover and gasket.
516 |  | Not in an assembly | Conduit Fittings | 1-1/4" rigid conduit T conduit body | each | each | 1 |  |  | Priced with its cover and gasket.
517 |  | Not in an assembly | Conduit Fittings | 1-1/2" rigid conduit T conduit body | each | each | 1 |  |  | Priced with its cover and gasket.
518 |  | Not in an assembly | Conduit Fittings | 2" rigid conduit T conduit body | each | each | 1 |  |  | Priced with its cover and gasket.
519 |  | Not in an assembly | Conduit Fittings | 2-1/2" rigid conduit T conduit body | each | each | 1 |  |  | Priced with its cover and gasket.
520 |  | Not in an assembly | Conduit Fittings | 3" rigid conduit T conduit body | each | each | 1 |  |  | Priced with its cover and gasket.
521 |  | Not in an assembly | Conduit Fittings | 4" rigid conduit T conduit body | each | each | 1 |  |  | Priced with its cover and gasket.
522 |  | Not in an assembly | Conduit Fittings | 1/2" rigid conduit threadless compression connector | each | each | 1
523 |  | Not in an assembly | Conduit Fittings | 3/4" rigid conduit threadless compression connector | each | each | 1 |  |  | PACK NOT CHECKED — HD 2-pack only; Platt each. Type the price of ONE, or set the pack you buy.
524 |  | Not in an assembly | Conduit Fittings | 1" rigid conduit threadless compression connector | each | each | 1
525 |  | Not in an assembly | Conduit Fittings | 1-1/4" rigid conduit threadless compression connector | each | each | 1
526 |  | Not in an assembly | Conduit Fittings | 1-1/2" rigid conduit threadless compression connector | each | each | 1
527 |  | Not in an assembly | Conduit Fittings | 2" rigid conduit threadless compression connector | each | each | 1
528 |  | Not in an assembly | Conduit Fittings | 2-1/2" rigid conduit threadless compression connector | each | each | 1
529 |  | Not in an assembly | Conduit Fittings | 3" rigid conduit threadless compression connector | each | each | 1
530 |  | Not in an assembly | Conduit Fittings | 4" rigid conduit threadless compression connector | each | each | 1
531 |  | Not in an assembly | Conduit Fittings | 1/2" liquidtight 90-degree connector | each | each | 1
532 |  | Commercial | Conduit Fittings | 3/4" liquidtight 90-degree connector | each | each | 1
533 |  | Commercial | Conduit Fittings | 1" liquidtight 90-degree connector | each | each | 1
534 | 3 starters | Both | Conduit Fittings | 1/2" liquidtight flexible conduit connector | each | box of 25 | 25
535 | 7 starters | Both | Conduit Fittings | 3/4" liquidtight flexible conduit connector | each | each | 1 |  |  | PACK NOT CHECKED — HD singles (Halex 86207) or RACO 3513-8 10-pack. Type the price of ONE, or set the pack you buy.
536 |  | Not in an assembly | Conduit Fittings | 1" liquidtight flexible conduit connector | each | each | 1
537 |  | Not in an assembly | Conduit Fittings | 1-1/4" liquidtight flexible conduit connector | each | each | 1 |  |  | PACK NOT CHECKED — HD single (Arlington LT125-1) or Halex 96212B 4-pack. Type the price of ONE, or set the pack you buy.
538 |  | Both | Conduit Fittings | 1/2" nonmetallic liquidtight 90-degree connector | each | each | 1 |  |  | PACK NOT CHECKED — HD singles, 5-, 20- and 25-packs; Platt each. Type the price of ONE, or set the pack you buy.
539 |  | Both | Conduit Fittings | 3/4" nonmetallic liquidtight 90-degree connector | each | each | 1 |  |  | PACK NOT CHECKED — HD singles, 5-, 20- and 25-packs; Platt each. Type the price of ONE, or set the pack you buy.
540 |  | Both | Conduit Fittings | 1/2" nonmetallic liquidtight connector | each | each | 1 |  |  | PACK NOT CHECKED — HD singles, 5-, 20- and 25-packs; Platt each. Type the price of ONE, or set the pack you buy.
541 |  | Both | Conduit Fittings | 3/4" nonmetallic liquidtight connector | each | each | 1 |  |  | PACK NOT CHECKED — HD singles, 5-, 20- and 25-packs; Platt each. Type the price of ONE, or set the pack you buy.
542 |  | Not in an assembly | Conduit Fittings | 1/2" flexible conduit one-hole strap | each | each | 1 |  |  | PACK NOT CHECKED — no flex-only strap found; HD universal strap 75-pack, rigid straps 4-packs; Platt each. Type the price of ONE, or set the pack you buy.
543 |  | Not in an assembly | Conduit Fittings | 3/4" flexible conduit one-hole strap | each | each | 1 |  |  | PACK NOT CHECKED — no flex-only strap found; HD universal strap 75-pack, rigid straps 4-packs; Platt each. Type the price of ONE, or set the pack you buy.
544 |  | Not in an assembly | Conduit Fittings | 1" flexible conduit one-hole strap | each | each | 1 |  |  | PACK NOT CHECKED — no flex-only strap found; HD universal strap 75-pack, rigid straps 4-packs; Platt each. Type the price of ONE, or set the pack you buy.
545 |  | Not in an assembly | Conduit Fittings | 1-1/4" flexible conduit one-hole strap | each | each | 1 |  |  | PACK NOT CHECKED — no flex-only strap found; HD universal strap 75-pack, rigid straps 4-packs; Platt each. Type the price of ONE, or set the pack you buy.
546 | 4 starters | Commercial | Conduit Fittings | 1/2" flexible metal conduit connector | each | each | 1 |  |  | PACK NOT CHECKED — Halex 04205B 25-pack seen at HD Supply only; HD 3-pack and 50-pack screw-ins. Type the price of ONE, or set the pack you buy.
547 |  | Not in an assembly | Conduit Fittings | 3/4" flexible metal conduit connector | each | box of 25 | 25
548 |  | Not in an assembly | Conduit Fittings | 1" flexible metal conduit connector | each | each | 1
549 | 1 starter | Commercial | Conduit Fittings | 1-1/4" flexible metal conduit connector | each | each | 1
550 |  | Not in an assembly | Conduit Fittings | 1/2" flexible metal conduit coupling | each | each | 1
551 |  | Not in an assembly | Conduit Fittings | 3/4" flexible metal conduit coupling | each | each | 1
552 |  | Not in an assembly | Conduit Fittings | 1" flexible metal conduit coupling | each | each | 1
553 |  | Not in an assembly | Conduit Fittings | 1-1/4" flexible metal conduit coupling | each | each | 1
554 | 1 starter | Residential | Conduit Fittings | 1/2" conduit locknut | each | each | 1 |  |  | PACK NOT CHECKED — HD Halex packs of 4, 20 and 200. Type the price of ONE, or set the pack you buy.
555 | 1 starter | Commercial | Conduit Fittings | 3/4" conduit locknut | each | each | 1 |  |  | PACK NOT CHECKED — HD packs of 1, 2, 4, 10 and 20. Type the price of ONE, or set the pack you buy.
556 |  | Not in an assembly | Conduit Fittings | 1" conduit locknut | each | box of 100 | 100
557 |  | Not in an assembly | Conduit Fittings | 1-1/4" conduit locknut | each | pack of 50 | 50
558 |  | Not in an assembly | Conduit Fittings | 1-1/2" conduit locknut | each | each | 1 |  |  | PACK NOT CHECKED — HD 2-pack only; Platt each. Type the price of ONE, or set the pack you buy.
559 | 1 starter | Residential | Conduit Fittings | 2" conduit locknut | each | pack of 50 | 50
560 |  | Not in an assembly | Conduit Fittings | 2-1/2" conduit locknut | each | each | 1
561 |  | Not in an assembly | Conduit Fittings | 3" conduit locknut | each | each | 1
562 |  | Not in an assembly | Conduit Fittings | 4" conduit locknut | each | each | 1
563 |  | Both | Conduit Fittings | 1/2" grounding bushing | each | each | 1 |  |  | Insulated throat with a bonding lug.
564 |  | Both | Conduit Fittings | 3/4" grounding bushing | each | each | 1 |  |  | Insulated throat with a bonding lug.
565 |  | Both | Conduit Fittings | 1" grounding bushing | each | each | 1 |  |  | Insulated throat with a bonding lug.
566 |  | Both | Conduit Fittings | 1-1/4" grounding bushing | each | each | 1 |  |  | Insulated throat with a bonding lug.
567 |  | Both | Conduit Fittings | 1-1/2" grounding bushing | each | each | 1 |  |  | Insulated throat with a bonding lug.
568 |  | Both | Conduit Fittings | 2" grounding bushing | each | each | 1 |  |  | Insulated throat with a bonding lug.
569 |  | Both | Conduit Fittings | 2-1/2" grounding bushing | each | each | 1 |  |  | Insulated throat with a bonding lug.
570 |  | Both | Conduit Fittings | 3" grounding bushing | each | each | 1 |  |  | Insulated throat with a bonding lug.
571 |  | Both | Conduit Fittings | 4" grounding bushing | each | each | 1 |  |  | Insulated throat with a bonding lug.
572 |  | Not in an assembly | Conduit Fittings | 1/2" insulating bushing | each | each | 1 |  |  | PACK NOT CHECKED — HD singles and 2-, 4- and 10-packs, different per size; Platt each. Type the price of ONE, or set the pack you buy.
573 |  | Not in an assembly | Conduit Fittings | 3/4" insulating bushing | each | each | 1 |  |  | PACK NOT CHECKED — HD singles and 2-, 4- and 10-packs, different per size; Platt each. Type the price of ONE, or set the pack you buy.
574 |  | Not in an assembly | Conduit Fittings | 1" insulating bushing | each | each | 1 |  |  | PACK NOT CHECKED — HD singles and 2-, 4- and 10-packs, different per size; Platt each. Type the price of ONE, or set the pack you buy.
575 |  | Not in an assembly | Conduit Fittings | 1-1/4" insulating bushing | each | each | 1 |  |  | PACK NOT CHECKED — HD singles and 2-, 4- and 10-packs, different per size; Platt each. Type the price of ONE, or set the pack you buy.
576 |  | Not in an assembly | Conduit Fittings | 1-1/2" insulating bushing | each | each | 1 |  |  | PACK NOT CHECKED — HD singles and 2-, 4- and 10-packs, different per size; Platt each. Type the price of ONE, or set the pack you buy.
577 | 1 starter | Residential | Conduit Fittings | 2" insulating bushing | each | each | 1 |  |  | PACK NOT CHECKED — HD singles and 2-, 4- and 10-packs, different per size; Platt each. Type the price of ONE, or set the pack you buy.
578 |  | Not in an assembly | Conduit Fittings | 2-1/2" insulating bushing | each | each | 1
579 |  | Not in an assembly | Conduit Fittings | 3" insulating bushing | each | each | 1
580 |  | Not in an assembly | Conduit Fittings | 4" insulating bushing | each | each | 1
581 | 1 starter | Residential | Conduit Fittings | 2" mast roof flashing | each | each | 1 |  |  | Seals a service mast where it passes through the roof.
582 |  | Not in an assembly | Conduit Fittings | 1" metal weatherhead | each | each | 1
583 |  | Not in an assembly | Conduit Fittings | 1-1/4" metal weatherhead | each | each | 1
584 |  | Not in an assembly | Conduit Fittings | 1-1/2" metal weatherhead | each | each | 1
585 | 1 starter | Residential | Conduit Fittings | 2" metal weatherhead | each | each | 1
586 |  | Not in an assembly | Conduit Fittings | 2-1/2" metal weatherhead | each | each | 1
587 |  | Not in an assembly | Conduit Fittings | 3" metal weatherhead | each | each | 1
588 |  | Not in an assembly | Conduit Fittings | 4" metal weatherhead | each | each | 1
589 | 1 starter | Commercial | Conduit Fittings | Pipe roof flashing boot, adjustable split | each | each | 1 |  |  | Seals a conduit through a roof, as at a rooftop unit. Cut to fit. Not a pitch pocket.
590 |  | Not in an assembly | Conduit Fittings | 1/2" PVC expansion fitting | each | each | 1
591 |  | Both | Conduit Fittings | 3/4" PVC expansion fitting | each | each | 1
592 |  | Both | Conduit Fittings | 1" PVC expansion fitting | each | each | 1
593 |  | Both | Conduit Fittings | 1-1/4" PVC expansion fitting | each | each | 1
594 |  | Both | Conduit Fittings | 1-1/2" PVC expansion fitting | each | each | 1
595 |  | Both | Conduit Fittings | 2" PVC expansion fitting | each | each | 1
596 |  | Not in an assembly | Conduit Fittings | 1/2" PVC female adapter | each | each | 1
597 |  | Both | Conduit Fittings | 3/4" PVC female adapter | each | each | 1
598 |  | Both | Conduit Fittings | 1" PVC female adapter | each | each | 1
599 |  | Both | Conduit Fittings | 1-1/4" PVC female adapter | each | each | 1
600 |  | Both | Conduit Fittings | 1-1/2" PVC female adapter | each | each | 1
601 |  | Both | Conduit Fittings | 2" PVC female adapter | each | each | 1
602 |  | Not in an assembly | Conduit Fittings | 1/2" PVC one-hole strap | each | each | 1 |  |  | PACK NOT CHECKED — HD has only a 3/4" single; Platt each — too little seen to settle. Type the price of ONE, or set the pack you buy.
603 |  | Not in an assembly | Conduit Fittings | 3/4" PVC one-hole strap | each | each | 1 |  |  | PACK NOT CHECKED — HD has only a 3/4" single; Platt each — too little seen to settle. Type the price of ONE, or set the pack you buy.
604 |  | Not in an assembly | Conduit Fittings | 1" PVC one-hole strap | each | each | 1 |  |  | PACK NOT CHECKED — HD has only a 3/4" single; Platt each — too little seen to settle. Type the price of ONE, or set the pack you buy.
605 |  | Not in an assembly | Conduit Fittings | 1-1/4" PVC one-hole strap | each | each | 1 |  |  | PACK NOT CHECKED — HD has only a 3/4" single; Platt each — too little seen to settle. Type the price of ONE, or set the pack you buy.
606 |  | Not in an assembly | Conduit Fittings | 1-1/2" PVC one-hole strap | each | each | 1 |  |  | PACK NOT CHECKED — HD has only a 3/4" single; Platt each — too little seen to settle. Type the price of ONE, or set the pack you buy.
607 |  | Not in an assembly | Conduit Fittings | 2" PVC one-hole strap | each | each | 1 |  |  | PACK NOT CHECKED — HD has only a 3/4" single; Platt each — too little seen to settle. Type the price of ONE, or set the pack you buy.
608 |  | Not in an assembly | Conduit Fittings | 2-1/2" PVC two-hole strap | each | each | 1
609 |  | Not in an assembly | Conduit Fittings | 3" PVC two-hole strap | each | each | 1
610 |  | Not in an assembly | Conduit Fittings | 4" PVC two-hole strap | each | each | 1
611 |  | Not in an assembly | Conduit Fittings | 1" PVC weatherhead | each | each | 1
612 |  | Not in an assembly | Conduit Fittings | 1-1/4" PVC weatherhead | each | each | 1
613 |  | Not in an assembly | Conduit Fittings | 1-1/2" PVC weatherhead | each | each | 1
614 |  | Not in an assembly | Conduit Fittings | 2" PVC weatherhead | each | each | 1
615 |  | Not in an assembly | Conduit Fittings | 2-1/2" PVC weatherhead | each | each | 1
616 |  | Not in an assembly | Conduit Fittings | 3" PVC weatherhead | each | each | 1
617 |  | Not in an assembly | Conduit Fittings | 4" PVC weatherhead | each | each | 1
618 |  | Not in an assembly | Conduit Fittings | Reducing washer, 1" to 1/2" | each | each | 1 |  |  | PACK NOT CHECKED — HD 2- or 4-packs (pairs) or bags of 250; Platt prices ONE washer, and a fitting takes a pair. Type the price of ONE, or set the pack you buy.
619 |  | Not in an assembly | Conduit Fittings | Reducing washer, 1" to 3/4" | each | each | 1 |  |  | PACK NOT CHECKED — HD 2- or 4-packs (pairs) or bags of 250; Platt prices ONE washer, and a fitting takes a pair. Type the price of ONE, or set the pack you buy.
620 |  | Not in an assembly | Conduit Fittings | Reducing washer, 3/4" to 1/2" | each | each | 1 |  |  | PACK NOT CHECKED — HD 2- or 4-packs (pairs) or bags of 250; Platt prices ONE washer, and a fitting takes a pair. Type the price of ONE, or set the pack you buy.
621 |  | Not in an assembly | Conduit Fittings | 1/2" rigid one-hole strap | each | box of 100 | 100
622 |  | Not in an assembly | Conduit Fittings | 3/4" rigid one-hole strap | each | box of 100 | 100
623 |  | Not in an assembly | Conduit Fittings | 1" rigid one-hole strap | each | each | 1 |  |  | PACK NOT CHECKED — HD Halex packs of 1 and 50; Platt each. Type the price of ONE, or set the pack you buy.
624 |  | Not in an assembly | Conduit Fittings | 1-1/4" rigid one-hole strap | each | each | 1
625 |  | Not in an assembly | Conduit Fittings | 1-1/2" rigid one-hole strap | each | each | 1
626 |  | Not in an assembly | Conduit Fittings | 2" rigid one-hole strap | each | each | 1
627 |  | Not in an assembly | Conduit Fittings | 2-1/2" rigid one-hole strap | each | each | 1
628 |  | Not in an assembly | Conduit Fittings | 3" rigid one-hole strap | each | each | 1 |  |  | PACK NOT CHECKED — no listing found. Type the price of ONE, or set the pack you buy.
629 |  | Not in an assembly | Conduit Fittings | 4" rigid one-hole strap | each | each | 1 |  |  | PACK NOT CHECKED — no listing found. Type the price of ONE, or set the pack you buy.
630 | 1 starter | Residential | Conduit Fittings | 2" riser strap | each | each | 1 |  |  | Holds a service mast to the wall below the roof line.
631 |  | Not in an assembly | Conduit Fittings | 3" riser strap | each | each | 1
632 |  | Not in an assembly | Conduit Fittings | 1/2" threaded closure | each | each | 1
633 |  | Not in an assembly | Conduit Fittings | 3/4" threaded closure | each | each | 1
634 |  | Not in an assembly | Surface Raceway | Overfloor raceway, 1500 series | foot | 10 ft length | 10
635 |  | Not in an assembly | Surface Raceway | Raceway conduit connector | each | each | 1
636 |  | Not in an assembly | Surface Raceway | Raceway divider clip, 2400D series | each | each | 1 |  |  | PACK NOT CHECKED — no listing found at the three stores. Type the price of ONE, or set the pack you buy.
637 |  | Not in an assembly | Surface Raceway | Raceway end cap / blank end plate | each | each | 1
638 |  | Not in an assembly | Surface Raceway | Raceway fixture box | each | each | 1
639 |  | Commercial | Surface Raceway | Surface raceway coupling, 500 series | each | each | 1 |  |  | PACK NOT CHECKED — owner said pack of 10 (surface raceway P3), but Platt prices the coupling (Wiremold 5701) each and V706 is the cover — confirm. Type the price of ONE, or set the pack you buy.
640 |  | Commercial | Surface Raceway | Surface raceway coupling, 700 series | each | each | 1 |  |  | PACK NOT CHECKED — owner said pack of 10 (surface raceway P3), but Platt prices the coupling (Wiremold 5701) each and V706 is the cover — confirm. Type the price of ONE, or set the pack you buy.
641 |  | Not in an assembly | Surface Raceway | Surface raceway device box, 2-gang, 700 series | each | each | 1
642 | 1 starter | Commercial | Surface Raceway | Surface raceway device box, 500/700 series | each | each | 1
643 |  | Commercial | Surface Raceway | Surface raceway device plate, 500 series | each | each | 1
644 | 1 starter | Commercial | Surface Raceway | Surface raceway device plate, 700 series | each | each | 1
645 |  | Commercial | Surface Raceway | Surface raceway entrance end fitting, 500 series | each | each | 1
646 | 1 starter | Commercial | Surface Raceway | Surface raceway entrance end fitting, 700 series | each | each | 1
647 |  | Commercial | Surface Raceway | Surface raceway flat elbow, 500 series | each | each | 1
648 |  | Commercial | Surface Raceway | Surface raceway flat elbow, 700 series | each | each | 1
649 |  | Commercial | Surface Raceway | Surface raceway inside elbow, 500 series | each | each | 1
650 |  | Commercial | Surface Raceway | Surface raceway inside elbow, 700 series | each | each | 1
651 |  | Commercial | Surface Raceway | Surface raceway outside elbow, 500 series | each | each | 1
652 |  | Commercial | Surface Raceway | Surface raceway outside elbow, 700 series | each | each | 1
653 |  | Commercial | Surface Raceway | Surface raceway support clip, 500/700 series | each | each | 1
654 |  | Commercial | Surface Raceway | Surface raceway tee, 500/700 series | each | each | 1
655 |  | Not in an assembly | Surface Raceway | Surface raceway, 2400D series (divided) | foot | 5 ft length | 5 |  |  | Type the price of 5 ft of divided base PLUS one 5 ft cover (base is sold in 10 ft, cover in 5 ft).
656 | 1 run type | Not in an assembly | Surface Raceway | Surface raceway, 500 series | foot | 10 ft length | 10
657 | 1 run type | Not in an assembly | Surface Raceway | Surface raceway, 700 series | foot | 10 ft length | 10
658 |  | Not in an assembly | Underground | Conduit spacer, 2" | each | each | 1
659 |  | Not in an assembly | Underground | Conduit spacer, 4" | each | each | 1
660 |  | Not in an assembly | Underground | Direct burial wire nut | each | box of 100 | 100
661 |  | Commercial | Underground | Handhole with lid, polymer concrete | each | each | 1
662 |  | Not in an assembly | Underground | Mule tape, 1800 lb | foot | per foot (from 3000 ft reel) | 1
663 |  | Not in an assembly | Underground | Pull rope, 1/4" | foot | per foot (from 1000 ft reel) | 1
664 |  | Not in an assembly | Underground | Tracer wire | foot | per foot (from 500 ft roll) | 1
665 |  | Not in an assembly | Underground | Tracer wire access box | each | each | 1
666 |  | Not in an assembly | Underground | Trench marker post | each | each | 1
667 |  | Not in an assembly | Underground | Underground warning tape | foot | per foot (from 1000 ft roll) | 1
668 |  | Not in an assembly | Boxes | 4-gang new work box, plastic, 60 cu in | each | each | 1
669 |  | Not in an assembly | Boxes | 5-gang new work box, plastic, 94 cu in | each | each | 1
670 |  | Not in an assembly | Boxes | Box support bracket | each | each | 1
671 | 2 starters | Residential | Boxes | Ceiling fan brace box, 1-1/2" deep | each | each | 1
672 |  | Not in an assembly | Boxes | Concrete ring backplate | each | each | 1 |  |  | Closes the back of a concrete ring. One per ring.
673 |  | Not in an assembly | Boxes | Concrete ring, 4" deep | each | each | 1 |  |  | 4" octagon ring for a deck pour. Needs the backplate, sold separately.
674 |  | Not in an assembly | Boxes | Concrete ring, 6" deep | each | each | 1 |  |  | 4" octagon ring for a deck pour. Needs the backplate, sold separately.
675 |  | Both | Boxes | Double-gang box extender | each | each | 1
676 | 2 starters | Both | Boxes | Double-gang new work box, plastic, 32 cu in | each | each | 1 |  |  | Plastic. The steel version is a separate item.
677 |  | Not in an assembly | Boxes | Double-gang new work box, plastic, 35 cu in | each | each | 1
678 |  | Not in an assembly | Boxes | Double-gang old work box, plastic, 34 cu in | each | each | 1
679 |  | Not in an assembly | Boxes | Double-gang welded metal box, 2-1/2" deep | each | each | 1 |  |  | Steel. The plastic version is a separate item.
680 |  | Not in an assembly | Boxes | Drywall repair ring | each | each | 1
681 | 1 starter | Residential | Boxes | Fan-rated ceiling box, 2-1/4" deep | each | each | 1
682 |  | Not in an assembly | Boxes | 1/2" FD cast box | each | each | 1 |  |  | Deep. FS is the shallow version.
683 |  | Not in an assembly | Boxes | 3/4" FD cast box | each | each | 1 |  |  | Deep. FS is the shallow version.
684 |  | Not in an assembly | Boxes | 1" FD cast box | each | each | 1 |  |  | Deep. FS is the shallow version.
685 |  | Commercial | Boxes | Floor box carpet flange | each | each | 1
686 |  | Commercial | Boxes | Floor box cover, blank | each | each | 1
687 |  | Commercial | Boxes | Floor box cover, data | each | each | 1
688 |  | Commercial | Boxes | Floor box cover, decorator | each | each | 1
689 | 1 starter | Commercial | Boxes | Floor box cover, duplex | each | each | 1
690 |  | Commercial | Boxes | Floor box cover, duplex and data | each | each | 1
691 |  | Commercial | Boxes | Floor box cover, single receptacle | each | each | 1
692 | 1 starter | Commercial | Boxes | Floor box, 1-gang, adjustable, nonmetallic | each | each | 1 |  |  | The box only. The cover is a separate item.
693 |  | Not in an assembly | Boxes | 1/2" FS cast box | each | each | 1 |  |  | Shallow. FD is the deep version.
694 |  | Not in an assembly | Boxes | 3/4" FS cast box | each | each | 1 |  |  | Shallow. FD is the deep version.
695 |  | Not in an assembly | Boxes | 1" FS cast box | each | each | 1 |  |  | Shallow. FD is the deep version.
696 |  | Not in an assembly | Boxes | 1/2" FS cast box, 2-gang | each | each | 1
697 |  | Not in an assembly | Boxes | 3/4" FS cast box, 2-gang | each | each | 1
698 |  | Not in an assembly | Boxes | Handy box cover, blank | each | each | 1
699 |  | Not in an assembly | Boxes | Handy box cover, decorator | each | each | 1
700 |  | Not in an assembly | Boxes | Handy box cover, duplex | each | each | 1
701 | 2 starters | Both | Boxes | Handy box cover, single toggle | each | each | 1
702 | 2 starters | Both | Boxes | Handy box, 1-7/8" deep | each | each | 1
703 | 3 starters | Both | Boxes | 1/2" knockout seal | each | each | 1 |  |  | PACK NOT CHECKED — HD bulk packs are 100 (Halex 60795B) and 150 (CE FAKOS-50-150); Platt each. Type the price of ONE, or set the pack you buy.
704 | 8 starters | Both | Boxes | Low-voltage mounting bracket, 1-gang | each | each | 1 | 4.28
705 |  | Both | Boxes | Low-voltage mounting bracket, 2-gang | each | each | 1
706 |  | Not in an assembly | Boxes | Masonry box, double-gang, 3-1/2" deep | each | each | 1
707 |  | Not in an assembly | Boxes | Masonry box, single-gang, 3-1/2" deep | each | each | 1
708 |  | Not in an assembly | Boxes | Masonry box, triple-gang, 3-1/2" deep | each | each | 1
709 |  | Not in an assembly | Boxes | Nail plate, 1-1/2" x 3" | each | each | 1 |  |  | PACK NOT CHECKED — HD single or box of 60; Platt package of 100. Type the price of ONE, or set the pack you buy.
710 |  | Not in an assembly | Boxes | Nail plate, 1-1/2" x 5" | each | pack of 100 | 100
711 | 1 starter | Commercial | Boxes | Octagon box, metal, 1-1/2" deep | each | each | 1 |  |  | Steel. The plastic and the 2-1/8" deep boxes are separate items.
712 |  | Not in an assembly | Boxes | Octagon box, metal, 2-1/8" deep | each | each | 1
713 | 2 starters | Residential | Boxes | Old work ceiling box, plastic, 18 cu in | each | each | 1
714 |  | Both | Boxes | Old-work box support (F-clip) | each | each | 1 |  |  | PACK NOT CHECKED — sold as a PAIR (HD Steel City 820D1U, Platt OWC = 1 pair); some Platt listings count single pieces. Type the price of ONE, or set the pack you buy.
715 |  | Not in an assembly | Boxes | 4x4x4 pull box | each | each | 1 |  |  | Screw cover, NEMA 1 (indoor).
716 | 1 starter | Both | Boxes | 6x6x4 pull box | each | each | 1 |  |  | Screw cover, NEMA 1 (indoor). The NEMA 3R box is a separate item.
717 |  | Not in an assembly | Boxes | 8x8x4 pull box | each | each | 1 |  |  | Screw cover, NEMA 1 (indoor). The NEMA 3R box is a separate item.
718 | 1 starter | Commercial | Boxes | 12x12x4 pull box | each | each | 1 |  |  | Screw cover, NEMA 1 (indoor). The NEMA 3R box is a separate item.
719 |  | Not in an assembly | Boxes | 16x16x6 pull box | each | each | 1 |  |  | Screw cover, NEMA 1 (indoor).
720 |  | Not in an assembly | Boxes | 24x24x6 pull box | each | each | 1 |  |  | Screw cover, NEMA 1 (indoor).
721 |  | Not in an assembly | Boxes | 6x6x4 pull box, NEMA 3R | each | each | 1
722 |  | Not in an assembly | Boxes | 8x8x4 pull box, NEMA 3R | each | each | 1
723 |  | Not in an assembly | Boxes | 12x12x4 pull box, NEMA 3R | each | each | 1
724 |  | Not in an assembly | Boxes | 4x4x4 PVC pull box | each | each | 1 |  |  | Nonmetallic, NEMA 4X.
725 |  | Not in an assembly | Boxes | 6x6x4 PVC pull box | each | each | 1 |  |  | Nonmetallic, NEMA 4X.
726 |  | Not in an assembly | Boxes | 8x8x4 PVC pull box | each | each | 1 |  |  | Nonmetallic, NEMA 4X.
727 |  | Not in an assembly | Boxes | 12x12x4 PVC pull box | each | each | 1 |  |  | Nonmetallic, NEMA 4X.
728 |  | Not in an assembly | Boxes | Retrofit bar hanger | each | each | 1
729 |  | Not in an assembly | Boxes | 4" round blank cover | each | each | 1
730 | 4 starters | Residential | Boxes | Round ceiling box, plastic, 20 cu in | each | each | 1 |  |  | Plastic. The steel version is a separate item.
731 |  | Not in an assembly | Boxes | 4" round extension ring | each | each | 1
732 | 1 starter | Residential | Boxes | Shallow round box, 1/2" deep | each | each | 1
733 | 2 starters | Residential | Boxes | Siding mounting block | each | each | 1
734 |  | Not in an assembly | Boxes | Single-gang box extender | each | each | 1
735 |  | Not in an assembly | Boxes | Single-gang metal box, 2-1/2" deep | each | each | 1 |  |  | Steel. The plastic version is a separate item.
736 | 25 starters | Both | Boxes | Single-gang new work box, plastic, 18 cu in | each | each | 1 | 0.81 |  | Plastic. The steel version is a separate item.
737 |  | Not in an assembly | Boxes | Single-gang new work box, plastic, 22.5 cu in | each | each | 1
738 | 3 starters | Both | Boxes | Single-gang old work box, plastic, 20 cu in | each | each | 1
739 | 11 starters | Both | Boxes | 4" square blank cover | each | each | 1 | 1.01
740 | 2 starters | Both | Boxes | 4-11/16" square blank cover | each | each | 1
741 | 46 starters | Both | Boxes | 4" square box, 1-1/2" deep | each | each | 1 | 2.44 |  | The 2-1/8" deep box is a separate item.
742 |  | Not in an assembly | Boxes | 4" square box, 2-1/8" deep | each | each | 1
743 | 7 starters | Both | Boxes | 4-11/16" square box, 2-1/8" deep | each | each | 1 | 6.74
744 |  | Not in an assembly | Boxes | 4" square extension ring | each | each | 1
745 |  | Not in an assembly | Boxes | 4-11/16" square extension ring | each | each | 1
746 | 18 starters | Both | Boxes | 4" square mud ring | each | box of 25 | 25 |  |  | Single-gang. The 2-gang ring is a separate item.
747 |  | Not in an assembly | Boxes | 4-11/16" square mud ring | each | each | 1 |  |  | PACK NOT CHECKED — HD single (Steel City 72C13); a RACO 25-pack seen only as a link; RACO 898 is a 20-pack. Type the price of ONE, or set the pack you buy.
748 | 4 starters | Commercial | Boxes | 4" square mud ring, 2-gang | each | box of 25 | 25
749 | 1 starter | Commercial | Boxes | 4-11/16" square mud ring, 2-gang | each | each | 1 |  |  | PACK NOT CHECKED — HD singles only; no bulk pack found. Type the price of ONE, or set the pack you buy.
750 | 9 starters | Commercial | Boxes | 4" square mud ring, fixture | each | each | 1 | 2.14
751 |  | Not in an assembly | Boxes | 4-11/16" square raised cover, 2-gang decorator | each | each | 1
752 | 4 starters | Both | Boxes | 4-11/16" square raised cover, 30A/50A power receptacle | each | each | 1
753 |  | Not in an assembly | Boxes | 4" square raised cover, decorator | each | each | 1
754 |  | Commercial | Boxes | 4-11/16" square raised cover, decorator | each | each | 1
755 |  | Commercial | Boxes | 4" square raised cover, decorator and duplex | each | each | 1
756 |  | Commercial | Boxes | 4-11/16" square raised cover, decorator and duplex | each | each | 1
757 |  | Commercial | Boxes | 4" square raised cover, decorator and toggle | each | each | 1
758 |  | Commercial | Boxes | 4-11/16" square raised cover, decorator and toggle | each | each | 1
759 | 1 starter | Commercial | Boxes | 4" square raised cover, duplex | each | each | 1
760 |  | Commercial | Boxes | 4-11/16" square raised cover, duplex | each | each | 1
761 |  | Commercial | Boxes | 4" square raised cover, duplex and toggle | each | each | 1
762 |  | Commercial | Boxes | 4-11/16" square raised cover, duplex and toggle | each | each | 1
763 | 5 starters | Commercial | Boxes | 4" square raised cover, single receptacle | each | each | 1 | 3.92
764 |  | Commercial | Boxes | 4-11/16" square raised cover, single receptacle | each | each | 1
765 |  | Not in an assembly | Boxes | 4" square raised cover, single toggle | each | each | 1
766 |  | Commercial | Boxes | 4-11/16" square raised cover, single toggle | each | each | 1
767 |  | Not in an assembly | Boxes | 4-11/16" square raised cover, two duplex | each | each | 1
768 |  | Not in an assembly | Boxes | 4" square raised cover, two toggle | each | each | 1
769 |  | Commercial | Boxes | 4-11/16" square raised cover, two toggle | each | each | 1
770 |  | Not in an assembly | Boxes | Steel stud grommet | each | bag of 100 | 100
771 | 1 starter | Both | Boxes | Triple-gang new work box, plastic, 46 cu in | each | each | 1 |  |  | Plastic. The steel version is a separate item.
772 |  | Not in an assembly | Boxes | Triple-gang old work box, plastic, 55 cu in | each | each | 1
773 |  | Not in an assembly | Boxes | Triple-gang welded metal box, 2-1/2" deep | each | each | 1 |  |  | Steel. The plastic version is a separate item.
774 |  | Not in an assembly | Boxes | Weatherproof blank cover, double-gang | each | each | 1
775 |  | Not in an assembly | Boxes | Weatherproof blank cover, single-gang | each | each | 1
776 | 1 starter | Both | Boxes | 1/2" weatherproof box, double-gang, 2" deep | each | each | 1
777 |  | Not in an assembly | Boxes | 3/4" weatherproof box, double-gang, 2" deep | each | each | 1
778 | 2 starters | Both | Boxes | 1/2" weatherproof box, single-gang, 2" deep | each | each | 1
779 |  | Not in an assembly | Boxes | 3/4" weatherproof box, single-gang, 2" deep | each | each | 1
780 |  | Not in an assembly | Boxes | 1/2" weatherproof box, single-gang, PVC, 2-3/8" deep | each | each | 1
781 |  | Not in an assembly | Boxes | 3/4" weatherproof box, single-gang, PVC, 2-3/8" deep | each | each | 1
782 |  | Not in an assembly | Boxes | 3/4" weatherproof box, triple-gang, 2-5/8" deep | each | each | 1
783 |  | Not in an assembly | Boxes | Weatherproof lampholder cover | each | each | 1
784 | 2 starters | Both | Boxes | 1/2" weatherproof round box, 1-1/2" deep | each | each | 1
785 |  | Not in an assembly | Boxes | 3/4" weatherproof round box, 1-1/2" deep | each | each | 1
786 |  | Commercial | Receptacles | 15A 250V receptacle, NEMA 6-15R | each | box of 10 | 10
787 | 1 starter | Commercial | Receptacles | 20A 250V receptacle, NEMA 6-20R | each | box of 10 | 10
788 | 1 starter | Commercial | Receptacles | 30A 250V receptacle, NEMA 6-30R | each | each | 1
789 | 1 starter | Both | Receptacles | 50A 250V receptacle, NEMA 6-50R | each | each | 1
790 | 1 starter | Both | Receptacles | AFCI receptacle | each | each | 1
791 | 1 starter | Commercial | Receptacles | Controlled duplex receptacle | each | each | 1
792 |  | Not in an assembly | Receptacles | Dead-front GFCI device | each | each | 1
793 |  | Residential | Receptacles | 30A dryer receptacle, NEMA 10-30R (3-wire) | each | each | 1
794 | 1 starter | Residential | Receptacles | 30A dryer receptacle, NEMA 14-30R (4-wire) | each | each | 1
795 | 6 starters | Both | Receptacles | 15A duplex receptacle | each | box of 10 | 10 |  |  | 15A standard. The 20A version is a separate item.
796 | 12 starters | Both | Receptacles | 20A duplex receptacle | each | box of 10 | 10 |  |  | 20A, T-slot. The 15A version is a separate item.
797 |  | Commercial | Receptacles | 20A duplex receptacle, spec grade | each | box of 10 | 10 |  |  | Commercial specification grade, 20A, T-slot.
798 |  | Not in an assembly | Receptacles | 15A duplex receptacle, weather-resistant | each | box of 10 | 10
799 |  | Not in an assembly | Receptacles | 20A duplex receptacle, weather-resistant | each | box of 10 | 10
800 |  | Not in an assembly | Receptacles | Floor receptacle assembly | each | each | 1
801 | 1 starter | Both | Receptacles | 15A GFCI receptacle | each | each | 1
802 | 6 starters | Both | Receptacles | 20A GFCI receptacle | each | each | 1
803 | 3 starters | Both | Receptacles | 15A GFCI receptacle, weather-resistant | each | each | 1
804 | 1 starter | Commercial | Receptacles | 20A GFCI receptacle, weather-resistant | each | each | 1
805 | 1 starter | Commercial | Receptacles | Hospital-grade receptacle | each | each | 1
806 | 1 starter | Commercial | Receptacles | Isolated-ground receptacle | each | each | 1
807 | 1 starter | Commercial | Receptacles | L14-30 receptacle | each | each | 1
808 |  | Commercial | Receptacles | L15-30 receptacle | each | each | 1
809 |  | Commercial | Receptacles | L21-30 receptacle | each | each | 1
810 | 1 starter | Commercial | Receptacles | L5-20 receptacle | each | each | 1
811 | 1 starter | Commercial | Receptacles | L6-30 receptacle | each | each | 1
812 | 1 starter | Residential | Receptacles | Pop-up countertop receptacle | each | each | 1
813 |  | Not in an assembly | Receptacles | Pop-up floor receptacle | each | each | 1
814 | 1 starter | Both | Receptacles | 15A quad receptacle | each | box of 10 | 10
815 |  | Not in an assembly | Receptacles | 20A quad receptacle | each | box of 10 | 10
816 | 2 starters | Residential | Receptacles | 50A range receptacle, NEMA 14-50R | each | each | 1
817 | 1 starter | Commercial | Receptacles | Recessed clock receptacle | each | each | 1
818 | 2 starters | Both | Receptacles | Recessed TV receptacle box | each | each | 1
819 |  | Commercial | Receptacles | 20A red emergency receptacle | each | box of 10 | 10
820 |  | Not in an assembly | Receptacles | 30A RV receptacle, NEMA TT-30R | each | each | 1
821 |  | Not in an assembly | Receptacles | 15A single receptacle | each | box of 10 | 10
822 | 3 starters | Both | Receptacles | 20A single receptacle | each | box of 10 | 10
823 |  | Not in an assembly | Receptacles | Surge-protective receptacle | each | each | 1
824 | 1 starter | Residential | Receptacles | Switch/receptacle combo device | each | each | 1
825 | 1 starter | Residential | Receptacles | USB combo receptacle | each | each | 1
826 | 1 starter | Commercial | Switches | 0-10V dimmer | each | each | 1
827 | 1 starter | Both | Switches | 3-way dimmer | each | each | 1
828 | 1 starter | Both | Switches | 15A 3-way switch | each | box of 10 | 10
829 | 1 starter | Commercial | Switches | 20A 3-way switch | each | box of 10 | 10
830 | 1 starter | Both | Switches | 15A 4-way switch | each | box of 10 | 10
831 |  | Not in an assembly | Switches | 20A 4-way switch | each | box of 10 | 10
832 | 1 starter | Commercial | Switches | Ceiling occupancy sensor, dual-tech | each | each | 1 |  |  | Low-voltage kind: add a power pack per zone and 18/3 control wire. A line-voltage one needs neither.
833 |  | Not in an assembly | Switches | Ceiling occupancy sensor, PIR | each | each | 1 |  |  | Low-voltage kind: add a power pack per zone and 18/3 control wire. A line-voltage one needs neither.
834 | 1 starter | Residential | Switches | Combination fan/light control | each | each | 1
835 | 1 starter | Both | Switches | Dimmer | each | each | 1
836 |  | Not in an assembly | Switches | Door jamb switch | each | each | 1
837 |  | Not in an assembly | Switches | Double switch | each | each | 1
838 |  | Not in an assembly | Switches | 30A double-pole switch | each | each | 1
839 | 2 starters | Commercial | Switches | Dual-tech occupancy sensor switch | each | each | 1
840 |  | Not in an assembly | Switches | ELV dimmer | each | each | 1
841 |  | Not in an assembly | Switches | Fan speed control | each | each | 1
842 |  | Not in an assembly | Switches | Illuminated switch | each | each | 1
843 | 1 starter | Commercial | Switches | Key switch | each | each | 1
844 |  | Not in an assembly | Switches | Low-voltage momentary switch | each | each | 1
845 | 2 starters | Both | Switches | Manual motor starter switch, 2-pole 30A | each | each | 1
846 |  | Not in an assembly | Switches | MLV dimmer | each | each | 1
847 |  | Not in an assembly | Switches | Momentary contact switch | each | each | 1
848 |  | Not in an assembly | Switches | Occupancy sensor switch | each | each | 1 |  |  | Turns on automatically. The vacancy version is manual-on.
849 | 1 starter | Commercial | Switches | Photocell | each | each | 1
850 |  | Not in an assembly | Switches | Pilot-light switch | each | each | 1
851 | 1 starter | Commercial | Switches | Sensor power pack, 120/277V | each | each | 1 |  |  | One per lighting zone, for low-voltage ceiling sensors. Wired to the sensor in 18/3.
852 | 5 starters | Both | Switches | 15A single-pole switch | each | box of 10 | 10
853 | 3 starters | Both | Switches | 20A single-pole switch | each | box of 10 | 10
854 |  | Not in an assembly | Switches | Smart dimmer | each | each | 1
855 |  | Not in an assembly | Switches | Smart switch | each | each | 1
856 | 1 starter | Residential | Switches | Timer switch | each | each | 1
857 |  | Not in an assembly | Switches | Triple switch | each | each | 1
858 |  | Not in an assembly | Switches | Vacancy sensor switch | each | each | 1 |  |  | Manual-on, auto-off. The occupancy version turns on by itself.
859 |  | Not in an assembly | Switches | Weatherproof toggle switch | each | each | 1
860 |  | Residential | Wall Plates & Misc | 1-gang wall plate, 30A/50A power receptacle, nylon | each | each | 1 |  |  | PACK NOT CHECKED — wallplates Q5 keeps STANDARD nylon plates a box of 25; a 30A/50A plate is a specialty plate, usually sold singly. Type the price of ONE, or set the pack you buy.
861 |  | Residential | Wall Plates & Misc | 1-gang wall plate, 30A/50A power receptacle, stainless | each | each | 1
862 | 1 starter | Both | Wall Plates & Misc | 1-gang wall plate, blank, nylon | each | box of 25 | 25
863 |  | Both | Wall Plates & Misc | 1-gang wall plate, blank, nylon, midway | each | each | 1
864 |  | Both | Wall Plates & Misc | 1-gang wall plate, blank, stainless | each | each | 1
865 |  | Both | Wall Plates & Misc | 1-gang wall plate, blank, stainless, oversized | each | each | 1
866 | 17 starters | Both | Wall Plates & Misc | 1-gang wall plate, decorator, nylon | each | box of 25 | 25
867 |  | Both | Wall Plates & Misc | 1-gang wall plate, decorator, nylon, midway | each | each | 1
868 |  | Both | Wall Plates & Misc | 1-gang wall plate, decorator, stainless | each | each | 1
869 |  | Both | Wall Plates & Misc | 1-gang wall plate, decorator, stainless, oversized | each | each | 1
870 | 15 starters | Both | Wall Plates & Misc | 1-gang wall plate, duplex, nylon | each | box of 25 | 25
871 |  | Both | Wall Plates & Misc | 1-gang wall plate, duplex, nylon, midway | each | each | 1
872 |  | Both | Wall Plates & Misc | 1-gang wall plate, duplex, stainless | each | each | 1
873 |  | Both | Wall Plates & Misc | 1-gang wall plate, duplex, stainless, oversized | each | each | 1
874 | 3 starters | Both | Wall Plates & Misc | 1-gang wall plate, single receptacle, nylon | each | box of 25 | 25
875 |  | Both | Wall Plates & Misc | 1-gang wall plate, single receptacle, stainless | each | each | 1
876 | 9 starters | Both | Wall Plates & Misc | 1-gang wall plate, toggle, nylon | each | box of 25 | 25
877 |  | Both | Wall Plates & Misc | 1-gang wall plate, toggle, nylon, midway | each | each | 1
878 |  | Both | Wall Plates & Misc | 1-gang wall plate, toggle, stainless | each | each | 1
879 |  | Both | Wall Plates & Misc | 1-gang wall plate, toggle, stainless, oversized | each | each | 1
880 |  | Not in an assembly | Wall Plates & Misc | 2-gang wall plate | each | box of 25 | 25
881 |  | Both | Wall Plates & Misc | 2-gang wall plate, blank, nylon | each | box of 25 | 25
882 |  | Both | Wall Plates & Misc | 2-gang wall plate, blank, nylon, midway | each | each | 1
883 |  | Both | Wall Plates & Misc | 2-gang wall plate, blank, stainless | each | each | 1
884 |  | Both | Wall Plates & Misc | 2-gang wall plate, blank, stainless, oversized | each | each | 1
885 |  | Both | Wall Plates & Misc | 2-gang wall plate, decorator/decorator, nylon | each | box of 25 | 25
886 |  | Both | Wall Plates & Misc | 2-gang wall plate, decorator/decorator, nylon, midway | each | each | 1
887 |  | Both | Wall Plates & Misc | 2-gang wall plate, decorator/decorator, stainless | each | each | 1
888 |  | Both | Wall Plates & Misc | 2-gang wall plate, decorator/decorator, stainless, oversized | each | each | 1
889 |  | Both | Wall Plates & Misc | 2-gang wall plate, duplex/decorator, nylon | each | box of 25 | 25
890 |  | Both | Wall Plates & Misc | 2-gang wall plate, duplex/decorator, nylon, midway | each | each | 1
891 |  | Both | Wall Plates & Misc | 2-gang wall plate, duplex/decorator, stainless | each | each | 1
892 | 2 starters | Both | Wall Plates & Misc | 2-gang wall plate, duplex/duplex, nylon | each | box of 25 | 25
893 |  | Both | Wall Plates & Misc | 2-gang wall plate, duplex/duplex, nylon, midway | each | each | 1
894 |  | Both | Wall Plates & Misc | 2-gang wall plate, duplex/duplex, stainless | each | each | 1
895 |  | Both | Wall Plates & Misc | 2-gang wall plate, duplex/duplex, stainless, oversized | each | each | 1
896 |  | Both | Wall Plates & Misc | 2-gang wall plate, toggle/decorator, nylon | each | box of 25 | 25
897 |  | Both | Wall Plates & Misc | 2-gang wall plate, toggle/decorator, nylon, midway | each | each | 1
898 |  | Both | Wall Plates & Misc | 2-gang wall plate, toggle/decorator, stainless | each | each | 1
899 |  | Both | Wall Plates & Misc | 2-gang wall plate, toggle/decorator, stainless, oversized | each | each | 1
900 |  | Both | Wall Plates & Misc | 2-gang wall plate, toggle/duplex, nylon | each | box of 25 | 25
901 |  | Both | Wall Plates & Misc | 2-gang wall plate, toggle/duplex, nylon, midway | each | each | 1
902 |  | Both | Wall Plates & Misc | 2-gang wall plate, toggle/duplex, stainless | each | each | 1
903 |  | Both | Wall Plates & Misc | 2-gang wall plate, toggle/duplex, stainless, oversized | each | each | 1
904 | 2 starters | Both | Wall Plates & Misc | 2-gang wall plate, toggle/toggle, nylon | each | box of 25 | 25
905 |  | Both | Wall Plates & Misc | 2-gang wall plate, toggle/toggle, nylon, midway | each | each | 1
906 |  | Both | Wall Plates & Misc | 2-gang wall plate, toggle/toggle, stainless | each | each | 1
907 |  | Both | Wall Plates & Misc | 2-gang wall plate, toggle/toggle, stainless, oversized | each | each | 1
908 |  | Not in an assembly | Wall Plates & Misc | 3-gang wall plate | each | each | 1
909 |  | Both | Wall Plates & Misc | 3-gang wall plate, blank, nylon | each | each | 1
910 |  | Both | Wall Plates & Misc | 3-gang wall plate, blank, stainless | each | each | 1
911 |  | Both | Wall Plates & Misc | 3-gang wall plate, decorator/decorator/decorator, nylon | each | each | 1
912 |  | Both | Wall Plates & Misc | 3-gang wall plate, decorator/decorator/decorator, stainless | each | each | 1
913 |  | Both | Wall Plates & Misc | 3-gang wall plate, duplex/duplex/duplex, nylon | each | each | 1
914 |  | Both | Wall Plates & Misc | 3-gang wall plate, duplex/duplex/duplex, stainless | each | each | 1
915 |  | Both | Wall Plates & Misc | 3-gang wall plate, toggle/decorator/decorator, nylon | each | each | 1
916 |  | Both | Wall Plates & Misc | 3-gang wall plate, toggle/decorator/decorator, stainless | each | each | 1
917 |  | Both | Wall Plates & Misc | 3-gang wall plate, toggle/duplex/duplex, nylon | each | each | 1
918 |  | Both | Wall Plates & Misc | 3-gang wall plate, toggle/duplex/duplex, stainless | each | each | 1
919 |  | Both | Wall Plates & Misc | 3-gang wall plate, toggle/toggle/decorator, nylon | each | each | 1
920 |  | Both | Wall Plates & Misc | 3-gang wall plate, toggle/toggle/decorator, stainless | each | each | 1
921 |  | Both | Wall Plates & Misc | 3-gang wall plate, toggle/toggle/duplex, nylon | each | each | 1
922 |  | Both | Wall Plates & Misc | 3-gang wall plate, toggle/toggle/duplex, stainless | each | each | 1
923 | 1 starter | Both | Wall Plates & Misc | 3-gang wall plate, toggle/toggle/toggle, nylon | each | each | 1
924 |  | Both | Wall Plates & Misc | 3-gang wall plate, toggle/toggle/toggle, stainless | each | each | 1
925 |  | Not in an assembly | Wall Plates & Misc | 4-gang wall plate | each | each | 1
926 |  | Both | Wall Plates & Misc | 4-gang wall plate, blank, nylon | each | each | 1
927 |  | Both | Wall Plates & Misc | 4-gang wall plate, blank, stainless | each | each | 1
928 |  | Both | Wall Plates & Misc | 4-gang wall plate, decorator/decorator/decorator/decorator, nylon | each | each | 1
929 |  | Both | Wall Plates & Misc | 4-gang wall plate, decorator/decorator/decorator/decorator, stainless | each | each | 1
930 |  | Both | Wall Plates & Misc | 4-gang wall plate, duplex/duplex/duplex/duplex, nylon | each | each | 1
931 |  | Both | Wall Plates & Misc | 4-gang wall plate, duplex/duplex/duplex/duplex, stainless | each | each | 1
932 |  | Both | Wall Plates & Misc | 4-gang wall plate, toggle/toggle/toggle/toggle, nylon | each | each | 1
933 |  | Both | Wall Plates & Misc | 4-gang wall plate, toggle/toggle/toggle/toggle, stainless | each | each | 1
934 |  | Not in an assembly | Wall Plates & Misc | 5-gang wall plate | each | each | 1
935 |  | Not in an assembly | Wall Plates & Misc | 6-gang wall plate | each | each | 1
936 |  | Not in an assembly | Wall Plates & Misc | Cable entry plate | each | each | 1
937 |  | Not in an assembly | Wall Plates & Misc | Device mounting screw | each | each | 1 |  |  | PACK NOT CHECKED — HD Everbilt 25-piece; Platt Dottie 100-pack. Type the price of ONE, or set the pack you buy.
938 |  | Not in an assembly | Wall Plates & Misc | Device shim | each | pack of 25 | 25
939 |  | Not in an assembly | Wall Plates & Misc | Jumbo wall plate | each | each | 1
940 | 1 starter | Commercial | Wall Plates & Misc | Panel filler plate | each | each | 1
941 |  | Not in an assembly | Wall Plates & Misc | Screwless wall plate | each | each | 1
942 |  | Not in an assembly | Wall Plates & Misc | Stainless steel wall plate | each | each | 1
943 |  | Not in an assembly | Wall Plates & Misc | Wall plate | each | box of 25 | 25 |  |  | 1-gang. The 2- and 3-gang plates are separate items.
944 |  | Not in an assembly | Wall Plates & Misc | Wall plate gasket | each | each | 1 |  |  | PACK NOT CHECKED — HD 6- and 14-packs; Platt Dottie WPI25 / WPI100. Type the price of ONE, or set the pack you buy.
945 |  | Not in an assembly | Wall Plates & Misc | Wall plate screws | each | pack of 100 | 100
946 |  | Not in an assembly | Wall Plates & Misc | Weatherproof flip cover | each | each | 1
947 |  | Not in an assembly | Wall Plates & Misc | Weatherproof flip cover, stainless | each | each | 1
948 | 3 starters | Both | Wall Plates & Misc | Weatherproof in-use cover | each | each | 1
949 | 1 starter | Both | Wall Plates & Misc | Weatherproof in-use cover, 2-gang | each | each | 1
950 | 1 starter | Residential | Wall Plates & Misc | Weatherproof in-use cover, 30A/50A power receptacle | each | each | 1
951 |  | Commercial | Wall Plates & Misc | Weatherproof in-use cover, metal, heavy-duty | each | each | 1
952 |  | Commercial | Wall Plates & Misc | Weatherproof in-use cover, metal, heavy-duty, 2-gang | each | each | 1
953 |  | Not in an assembly | Service Entrance | Ground rod access well | each | each | 1
954 |  | Not in an assembly | Service Entrance | Main bonding jumper kit | each | each | 1
955 |  | Not in an assembly | Service Entrance | Mast guy wire kit | each | each | 1
956 |  | Not in an assembly | Service Entrance | Meter seal | each | each | 1
957 |  | Not in an assembly | Service Entrance | Meter socket adapter ring | each | each | 1
958 |  | Not in an assembly | Service Entrance | Service entrance cap | each | each | 1 |  |  | For SE cable with no conduit — not a conduit weatherhead.
959 |  | Not in an assembly | Service Entrance | Service entrance elbow | each | each | 1
960 |  | Not in an assembly | Service Entrance | Service mast, 2", 10 ft | each | each | 1
961 |  | Not in an assembly | Service Entrance | Service mast, 2-1/2", 10 ft | each | each | 1
962 |  | Not in an assembly | Service Entrance | Service mast, 3", 10 ft | each | each | 1
963 |  | Not in an assembly | Panels | 30A 250V Class RK5 cartridge fuse | each | each | 1
964 |  | Not in an assembly | Panels | 60A 250V Class RK5 cartridge fuse | each | each | 1
965 | 1 starter | Both | Panels | 100A 250V Class RK5 cartridge fuse | each | each | 1
966 |  | Not in an assembly | Panels | 200A 250V Class RK5 cartridge fuse | each | each | 1
967 |  | Not in an assembly | Panels | 400A 250V Class RK5 cartridge fuse | each | each | 1
968 |  | Not in an assembly | Panels | 600A 250V Class RK5 cartridge fuse | each | each | 1
969 |  | Not in an assembly | Panels | Feed-through lug kit | each | each | 1
970 |  | Not in an assembly | Panels | 30A fused disconnect, NEMA 1, 240V | each | each | 1
971 |  | Not in an assembly | Panels | 60A fused disconnect, NEMA 1, 240V | each | each | 1
972 | 1 starter | Both | Panels | 100A fused disconnect, NEMA 1, 240V | each | each | 1
973 |  | Not in an assembly | Panels | 200A fused disconnect, NEMA 1, 240V | each | each | 1
974 |  | Not in an assembly | Panels | 30A fused disconnect, NEMA 3R, 240V | each | each | 1
975 |  | Not in an assembly | Panels | 60A fused disconnect, NEMA 3R, 240V | each | each | 1
976 |  | Not in an assembly | Panels | 100A fused disconnect, NEMA 3R, 240V | each | each | 1
977 |  | Not in an assembly | Panels | 200A fused disconnect, NEMA 3R, 240V | each | each | 1
978 |  | Not in an assembly | Panels | Generator-ready main panel | each | each | 1
979 |  | Not in an assembly | Panels | 50A GFCI spa disconnect | each | each | 1 |  |  | All-in-one enclosure with the GFCI breaker built in.
980 | 1 starter | Residential | Panels | 60A GFCI spa disconnect | each | each | 1 |  |  | All-in-one enclosure with the GFCI breaker built in.
981 |  | Not in an assembly | Panels | 400A main panel, 42-space | each | each | 1
982 |  | Not in an assembly | Panels | 100A main-breaker panel, 12-space, indoor | each | each | 1
983 | 1 starter | Both | Panels | 100A main-breaker panel, 12-space, outdoor | each | each | 1
984 |  | Not in an assembly | Panels | 200A main-breaker panel, 12-space, outdoor | each | each | 1
985 |  | Not in an assembly | Panels | 100A main-breaker panel, 16-space, indoor | each | each | 1
986 |  | Not in an assembly | Panels | 100A main-breaker panel, 16-space, outdoor | each | each | 1
987 |  | Not in an assembly | Panels | 100A main-breaker panel, 20-space, indoor | each | each | 1
988 |  | Not in an assembly | Panels | 200A main-breaker panel, 20-space, indoor | each | each | 1
989 |  | Not in an assembly | Panels | 100A main-breaker panel, 20-space, outdoor | each | each | 1
990 |  | Not in an assembly | Panels | 150A main-breaker panel, 20-space, outdoor | each | each | 1
991 |  | Not in an assembly | Panels | 200A main-breaker panel, 20-space, outdoor | each | each | 1
992 | 1 starter | Residential | Panels | 100A main-breaker panel, 24-space, indoor | each | each | 1
993 |  | Not in an assembly | Panels | 125A main-breaker panel, 24-space, indoor | each | each | 1
994 |  | Not in an assembly | Panels | 150A main-breaker panel, 24-space, indoor | each | each | 1
995 |  | Not in an assembly | Panels | 200A main-breaker panel, 24-space, indoor | each | each | 1
996 |  | Not in an assembly | Panels | 125A main-breaker panel, 24-space, outdoor | each | each | 1
997 |  | Not in an assembly | Panels | 100A main-breaker panel, 30-space, indoor | each | each | 1
998 |  | Not in an assembly | Panels | 125A main-breaker panel, 30-space, indoor | each | each | 1
999 |  | Not in an assembly | Panels | 150A main-breaker panel, 30-space, indoor | each | each | 1
1000 |  | Not in an assembly | Panels | 200A main-breaker panel, 30-space, indoor | each | each | 1
1001 |  | Not in an assembly | Panels | 150A main-breaker panel, 30-space, outdoor | each | each | 1
1002 |  | Not in an assembly | Panels | 200A main-breaker panel, 30-space, outdoor | each | each | 1
1003 |  | Not in an assembly | Panels | 150A main-breaker panel, 32-space, indoor | each | each | 1
1004 | 5 starters | Both | Panels | 200A main-breaker panel, 40-space, indoor | each | each | 1
1005 |  | Not in an assembly | Panels | 200A main-breaker panel, 40-space, outdoor | each | each | 1
1006 |  | Not in an assembly | Panels | 200A main-breaker panel, 42-space, indoor | each | each | 1
1007 |  | Not in an assembly | Panels | 225A main-breaker panel, 42-space, indoor | each | each | 1
1008 |  | Not in an assembly | Panels | 200A main-breaker panel, 42-space, outdoor | each | each | 1
1009 |  | Not in an assembly | Panels | 125A main-lug panel, 12-space, indoor | each | each | 1 |  |  | Main-lug only — fed from an upstream breaker, with no main of its own.
1010 |  | Not in an assembly | Panels | 200A main-lug panel, 12-space, indoor | each | each | 1 |  |  | Main-lug only — fed from an upstream breaker, with no main of its own.
1011 |  | Not in an assembly | Panels | 125A main-lug panel, 12-space, outdoor | each | each | 1 |  |  | Main-lug only — fed from an upstream breaker, with no main of its own.
1012 |  | Not in an assembly | Panels | 200A main-lug panel, 12-space, outdoor | each | each | 1 |  |  | Main-lug only — fed from an upstream breaker, with no main of its own.
1013 |  | Not in an assembly | Panels | 125A main-lug panel, 16-space, indoor | each | each | 1 |  |  | Main-lug only — fed from an upstream breaker, with no main of its own.
1014 |  | Not in an assembly | Panels | 125A main-lug panel, 16-space, outdoor | each | each | 1 |  |  | Main-lug only — fed from an upstream breaker, with no main of its own.
1015 |  | Not in an assembly | Panels | 70A main-lug panel, 2-space, indoor | each | each | 1 |  |  | Main-lug only — fed from an upstream breaker, with no main of its own.
1016 |  | Not in an assembly | Panels | 70A main-lug panel, 2-space, outdoor | each | each | 1 |  |  | Main-lug only — fed from an upstream breaker, with no main of its own.
1017 |  | Not in an assembly | Panels | 125A main-lug panel, 2-space, outdoor | each | each | 1 |  |  | Main-lug only — fed from an upstream breaker, with no main of its own.
1018 |  | Not in an assembly | Panels | 125A main-lug panel, 20-space, indoor | each | each | 1
1019 |  | Not in an assembly | Panels | 200A main-lug panel, 20-space, indoor | each | each | 1 |  |  | Main-lug only — fed from an upstream breaker, with no main of its own.
1020 |  | Not in an assembly | Panels | 125A main-lug panel, 20-space, outdoor | each | each | 1 |  |  | Main-lug only — fed from an upstream breaker, with no main of its own.
1021 |  | Not in an assembly | Panels | 200A main-lug panel, 20-space, outdoor | each | each | 1 |  |  | Main-lug only — fed from an upstream breaker, with no main of its own.
1022 | 2 starters | Residential | Panels | 125A main-lug panel, 24-space, indoor | each | each | 1
1023 |  | Not in an assembly | Panels | 150A main-lug panel, 24-space, indoor | each | each | 1 |  |  | Main-lug only — fed from an upstream breaker, with no main of its own.
1024 |  | Not in an assembly | Panels | 125A main-lug panel, 24-space, outdoor | each | each | 1 |  |  | Main-lug only — fed from an upstream breaker, with no main of its own.
1025 |  | Not in an assembly | Panels | 125A main-lug panel, 30-space, indoor | each | each | 1
1026 |  | Not in an assembly | Panels | 200A main-lug panel, 30-space, indoor | each | each | 1
1027 |  | Not in an assembly | Panels | 200A main-lug panel, 30-space, outdoor | each | each | 1 |  |  | Main-lug only — fed from an upstream breaker, with no main of its own.
1028 |  | Not in an assembly | Panels | 125A main-lug panel, 4-space, indoor | each | each | 1 |  |  | Main-lug only — fed from an upstream breaker, with no main of its own.
1029 |  | Not in an assembly | Panels | 125A main-lug panel, 4-space, outdoor | each | each | 1 |  |  | Main-lug only — fed from an upstream breaker, with no main of its own.
1030 |  | Not in an assembly | Panels | 200A main-lug panel, 40-space, indoor | each | each | 1
1031 |  | Not in an assembly | Panels | 200A main-lug panel, 40-space, outdoor | each | each | 1 |  |  | Main-lug only — fed from an upstream breaker, with no main of its own.
1032 |  | Not in an assembly | Panels | 225A main-lug panel, 42-space, indoor | each | each | 1
1033 |  | Not in an assembly | Panels | 225A main-lug panel, 42-space, outdoor | each | each | 1 |  |  | Main-lug only — fed from an upstream breaker, with no main of its own.
1034 |  | Not in an assembly | Panels | 100A main-lug panel, 6-space, indoor | each | each | 1 |  |  | Main-lug only — fed from an upstream breaker, with no main of its own.
1035 |  | Not in an assembly | Panels | 100A main-lug panel, 6-space, outdoor | each | each | 1 |  |  | Main-lug only — fed from an upstream breaker, with no main of its own.
1036 |  | Not in an assembly | Panels | 125A main-lug panel, 8-space, indoor | each | each | 1 |  |  | Main-lug only — fed from an upstream breaker, with no main of its own.
1037 |  | Not in an assembly | Panels | 125A main-lug panel, 8-space, outdoor | each | each | 1 |  |  | Main-lug only — fed from an upstream breaker, with no main of its own.
1038 |  | Not in an assembly | Panels | 400A main-lug sub-panel, 42-space | each | each | 1
1039 | 1 starter | Both | Panels | 100A meter base | each | each | 1
1040 | 2 starters | Residential | Panels | 200A meter base | each | each | 1
1041 | 1 starter | Residential | Panels | 400A meter base | each | each | 1
1042 | 1 starter | Both | Panels | Meter center, 4-position | each | each | 1
1043 |  | Both | Panels | Meter center, 6-position | each | each | 1
1044 | 1 starter | Residential | Panels | 2" meter hub | each | each | 1
1045 | 1 starter | Residential | Panels | 200A meter-main combination | each | each | 1
1046 | 7 starters | Both | Panels | 30A non-fused disconnect, NEMA 1, 240V | each | each | 1
1047 | 1 starter | Residential | Panels | 60A non-fused disconnect, NEMA 1, 240V | each | each | 1
1048 |  | Not in an assembly | Panels | 100A non-fused disconnect, NEMA 1, 240V | each | each | 1
1049 |  | Not in an assembly | Panels | 200A non-fused disconnect, NEMA 1, 240V | each | each | 1
1050 | 3 starters | Both | Panels | 30A non-fused disconnect, NEMA 3R, 240V | each | each | 1
1051 | 1 starter | Commercial | Panels | 60A non-fused disconnect, NEMA 3R, 240V | each | each | 1
1052 |  | Not in an assembly | Panels | 100A non-fused disconnect, NEMA 3R, 240V | each | each | 1
1053 | 1 starter | Residential | Panels | 200A non-fused disconnect, NEMA 3R, 240V | each | each | 1
1054 | 3 starters | Both | Panels | 60A non-fused pullout disconnect | each | each | 1
1055 |  | Not in an assembly | Panels | Panel cover, flush | each | each | 1
1056 |  | Not in an assembly | Panels | Panel cover, surface | each | each | 1
1057 |  | Not in an assembly | Panels | Panel neutral bar | each | each | 1
1058 |  | Not in an assembly | Panels | Panel trim extension | each | each | 1
1059 |  | Not in an assembly | Panels | Panelboard interior only | each | each | 1
1060 | 2 starters | Commercial | Panels | 225A panelboard, 3-phase main, 42-space | each | each | 1 |  |  | 208Y/120V, 3-phase 4-wire, with its own main breaker.
1061 | 1 starter | Commercial | Panels | 400A panelboard, 3-phase main, 42-space | each | each | 1 |  |  | 208Y/120V, 3-phase 4-wire, with its own main breaker.
1062 |  | Not in an assembly | Panels | 100A panelboard, 3-phase main-lug, 24-space | each | each | 1 |  |  | 208Y/120V, 3-phase 4-wire. Main-lug only: fed from an upstream breaker.
1063 |  | Not in an assembly | Panels | 125A panelboard, 3-phase main-lug, 30-space | each | each | 1 |  |  | 208Y/120V, 3-phase 4-wire. Main-lug only: fed from an upstream breaker.
1064 | 1 starter | Commercial | Panels | 225A panelboard, 3-phase main-lug, 42-space | each | each | 1 |  |  | 208Y/120V, 3-phase 4-wire. Main-lug only: fed from an upstream breaker.
1065 |  | Not in an assembly | Panels | 400A panelboard, 3-phase main-lug, 42-space | each | each | 1 |  |  | 208Y/120V, 3-phase 4-wire. Main-lug only: fed from an upstream breaker.
1066 |  | Not in an assembly | Breakers | 15A 1-Pole half-size breaker | each | each | 1
1067 |  | Not in an assembly | Breakers | 20A 1-Pole half-size breaker | each | each | 1
1068 |  | Not in an assembly | Breakers | 30A 1-Pole half-size breaker | each | each | 1
1069 |  | Not in an assembly | Breakers | 15/15 tandem breaker | each | each | 1
1070 |  | Not in an assembly | Breakers | 15/20 tandem breaker | each | each | 1
1071 |  | Not in an assembly | Breakers | 15A 2-Pole half-size breaker | each | each | 1
1072 |  | Not in an assembly | Breakers | 20A 2-Pole half-size breaker | each | each | 1
1073 |  | Not in an assembly | Breakers | 30A 2-Pole half-size breaker | each | each | 1
1074 |  | Not in an assembly | Breakers | 40A 2-Pole half-size breaker | each | each | 1
1075 |  | Not in an assembly | Breakers | 50A 2-Pole half-size breaker | each | each | 1
1076 | 1 starter | Residential | Breakers | 20/20 tandem breaker | each | each | 1
1077 |  | Not in an assembly | Breakers | 30/30 tandem breaker | each | each | 1
1078 | 1 starter | Residential | Breakers | 15A 1-Pole breaker | each | each | 1
1079 | 16 starters | Both | Breakers | 20A 1-Pole breaker | each | each | 1
1080 |  | Not in an assembly | Breakers | 25A 1-Pole breaker | each | each | 1
1081 |  | Not in an assembly | Breakers | 30A 1-Pole breaker | each | each | 1
1082 |  | Not in an assembly | Breakers | 35A 1-Pole breaker | each | each | 1
1083 |  | Not in an assembly | Breakers | 40A 1-Pole breaker | each | each | 1
1084 |  | Not in an assembly | Breakers | 45A 1-Pole breaker | each | each | 1
1085 |  | Not in an assembly | Breakers | 50A 1-Pole breaker | each | each | 1
1086 |  | Not in an assembly | Breakers | 15A 1-Pole AFCI breaker | each | each | 1
1087 | 1 starter | Residential | Breakers | 20A 1-Pole AFCI breaker | each | each | 1
1088 |  | Not in an assembly | Breakers | 15A 1-Pole GFCI breaker | each | each | 1
1089 | 1 starter | Residential | Breakers | 20A 1-Pole GFCI breaker | each | each | 1
1090 |  | Not in an assembly | Breakers | 30A 1-Pole GFCI breaker | each | each | 1
1091 |  | Not in an assembly | Breakers | 15A 1-Pole AFCI/GFCI combo breaker | each | each | 1
1092 | 4 starters | Residential | Breakers | 20A 1-Pole AFCI/GFCI combo breaker | each | each | 1
1093 |  | Not in an assembly | Breakers | 125A 2-Pole branch breaker | each | each | 1
1094 |  | Not in an assembly | Breakers | 150A 2-Pole branch breaker | each | each | 1
1095 |  | Not in an assembly | Breakers | 175A 2-Pole branch breaker | each | each | 1
1096 |  | Not in an assembly | Breakers | 200A 2-Pole branch breaker | each | each | 1
1097 |  | Not in an assembly | Breakers | 15A 2-Pole breaker | each | each | 1
1098 | 9 starters | Both | Breakers | 20A 2-Pole breaker | each | each | 1
1099 |  | Not in an assembly | Breakers | 25A 2-Pole breaker | each | each | 1
1100 | 12 starters | Both | Breakers | 30A 2-Pole breaker | each | each | 1
1101 |  | Not in an assembly | Breakers | 35A 2-Pole breaker | each | each | 1
1102 | 3 starters | Both | Breakers | 40A 2-Pole breaker | each | each | 1
1103 |  | Not in an assembly | Breakers | 45A 2-Pole breaker | each | each | 1
1104 | 3 starters | Both | Breakers | 50A 2-Pole breaker | each | each | 1
1105 | 5 starters | Residential | Breakers | 60A 2-Pole breaker | each | each | 1
1106 |  | Not in an assembly | Breakers | 70A 2-Pole breaker | each | each | 1
1107 |  | Not in an assembly | Breakers | 80A 2-Pole breaker | each | each | 1
1108 |  | Not in an assembly | Breakers | 90A 2-Pole breaker | each | each | 1
1109 |  | Not in an assembly | Breakers | 100A 2-Pole breaker | each | each | 1
1110 |  | Not in an assembly | Breakers | 110A 2-Pole breaker | each | each | 1
1111 |  | Not in an assembly | Breakers | 100A 2-Pole main breaker, back-fed kit | each | each | 1
1112 |  | Not in an assembly | Breakers | 125A 2-Pole main breaker, back-fed kit | each | each | 1
1113 |  | Not in an assembly | Breakers | 150A 2-Pole main breaker, back-fed kit | each | each | 1
1114 |  | Not in an assembly | Breakers | 200A 2-Pole main breaker, back-fed kit | each | each | 1
1115 |  | Not in an assembly | Breakers | 15A 2-Pole quad breaker (two 2-pole circuits) | each | each | 1
1116 |  | Not in an assembly | Breakers | 20A 2-Pole quad breaker (two 2-pole circuits) | each | each | 1
1117 | 1 starter | Commercial | Breakers | 30A 2-Pole shunt-trip breaker | each | each | 1
1118 |  | Not in an assembly | Breakers | 20A 2-Pole AFCI breaker | each | each | 1
1119 | 1 starter | Residential | Breakers | 20A 2-Pole GFCI breaker | each | each | 1
1120 |  | Not in an assembly | Breakers | 30A 2-Pole GFCI breaker | each | each | 1
1121 |  | Not in an assembly | Breakers | 40A 2-Pole GFCI breaker | each | each | 1
1122 | 1 starter | Residential | Breakers | 50A 2-Pole GFCI breaker | each | each | 1
1123 |  | Not in an assembly | Breakers | 60A 2-Pole GFCI breaker | each | each | 1
1124 |  | Not in an assembly | Breakers | 20A 2-Pole AFCI/GFCI combo breaker | each | each | 1
1125 |  | Not in an assembly | Breakers | 15A 3-Pole breaker | each | each | 1
1126 |  | Not in an assembly | Breakers | 20A 3-Pole breaker | each | each | 1
1127 |  | Not in an assembly | Breakers | 25A 3-Pole breaker | each | each | 1
1128 | 4 starters | Commercial | Breakers | 30A 3-Pole breaker | each | each | 1
1129 |  | Not in an assembly | Breakers | 35A 3-Pole breaker | each | each | 1
1130 |  | Not in an assembly | Breakers | 40A 3-Pole breaker | each | each | 1
1131 |  | Not in an assembly | Breakers | 45A 3-Pole breaker | each | each | 1
1132 |  | Not in an assembly | Breakers | 50A 3-Pole breaker | each | each | 1
1133 |  | Not in an assembly | Breakers | 60A 3-Pole breaker | each | each | 1
1134 | 1 starter | Commercial | Breakers | 70A 3-Pole breaker | each | each | 1
1135 |  | Not in an assembly | Breakers | 80A 3-Pole breaker | each | each | 1
1136 |  | Not in an assembly | Breakers | 90A 3-Pole breaker | each | each | 1
1137 | 1 starter | Commercial | Breakers | 100A 3-Pole breaker | each | each | 1
1138 |  | Not in an assembly | Breakers | 125A 3-Pole breaker | each | each | 1
1139 |  | Not in an assembly | Breakers | 150A 3-Pole breaker | each | each | 1
1140 |  | Not in an assembly | Breakers | 200A 3-Pole breaker | each | each | 1
1141 |  | Not in an assembly | Breakers | 30A 3-Pole shunt-trip breaker | each | each | 1
1142 |  | Not in an assembly | Breakers | Breaker handle tie | each | each | 1
1143 |  | Not in an assembly | Breakers | Breaker hold-down kit | each | each | 1
1144 | 3 starters | Both | Breakers | Breaker lock-off | each | each | 1
1145 |  | Not in an assembly | Breakers | Breaker-style surge protective device | each | each | 1
1146 |  | Not in an assembly | Breakers | Sub-feed breaker kit | each | each | 1
1147 |  | Not in an assembly | Lighting Hardware | 3" baffle trim | each | each | 1
1148 |  | Not in an assembly | Lighting Hardware | 4" baffle trim | each | each | 1
1149 |  | Not in an assembly | Lighting Hardware | 5" baffle trim | each | each | 1
1150 |  | Not in an assembly | Lighting Hardware | 6" baffle trim | each | each | 1
1151 | 1 starter | Commercial | Lighting Hardware | Bollard light | each | each | 1
1152 | 1 starter | Both | Lighting Hardware | 2" canless wafer LED downlight | each | each | 1
1153 |  | Not in an assembly | Lighting Hardware | 3" canless wafer LED downlight | each | each | 1
1154 | 1 starter | Both | Lighting Hardware | 4" canless wafer LED downlight | each | each | 1
1155 |  | Not in an assembly | Lighting Hardware | 5" canless wafer LED downlight | each | each | 1
1156 | 2 starters | Both | Lighting Hardware | 6" canless wafer LED downlight | each | each | 1
1157 | 1 starter | Both | Lighting Hardware | 8" canless wafer LED downlight | each | each | 1
1158 |  | Not in an assembly | Lighting Hardware | 2" canless wafer LED downlight, CCT selectable | each | each | 1
1159 |  | Not in an assembly | Lighting Hardware | 3" canless wafer LED downlight, CCT selectable | each | each | 1
1160 |  | Not in an assembly | Lighting Hardware | 4" canless wafer LED downlight, CCT selectable | each | each | 1
1161 |  | Not in an assembly | Lighting Hardware | 5" canless wafer LED downlight, CCT selectable | each | each | 1
1162 |  | Not in an assembly | Lighting Hardware | 6" canless wafer LED downlight, CCT selectable | each | each | 1
1163 |  | Not in an assembly | Lighting Hardware | 8" canless wafer LED downlight, CCT selectable | each | each | 1
1164 |  | Not in an assembly | Lighting Hardware | 3" canless wafer LED downlight, gimbal | each | each | 1
1165 |  | Not in an assembly | Lighting Hardware | 4" canless wafer LED downlight, gimbal | each | each | 1
1166 |  | Not in an assembly | Lighting Hardware | 5" canless wafer LED downlight, gimbal | each | each | 1
1167 |  | Not in an assembly | Lighting Hardware | 6" canless wafer LED downlight, gimbal | each | each | 1
1168 | 2 starters | Residential | Lighting Hardware | Ceiling fan | each | each | 1
1169 | 1 starter | Residential | Lighting Hardware | Chandelier | each | each | 1
1170 | 3 starters | Commercial | Lighting Hardware | Concrete pole base | each | each | 1
1171 | 1 starter | Commercial | Lighting Hardware | Daylight sensor | each | each | 1
1172 |  | Commercial | Lighting Hardware | Dock light, swing arm | each | each | 1
1173 | 1 starter | Commercial | Lighting Hardware | Emergency battery backup pack | each | each | 1 |  |  | Goes inside a fixture: an LED emergency driver for LED troffers and strips, or an emergency ballast for fluorescent.
1174 | 1 starter | Commercial | Lighting Hardware | Emergency light | each | each | 1
1175 | 1 starter | Commercial | Lighting Hardware | Emergency light remote head | each | each | 1
1176 | 1 starter | Commercial | Lighting Hardware | Exit sign | each | each | 1
1177 |  | Not in an assembly | Lighting Hardware | Exit sign, double face | each | each | 1
1178 |  | Not in an assembly | Lighting Hardware | 3" eyeball trim | each | each | 1
1179 |  | Not in an assembly | Lighting Hardware | 4" eyeball trim | each | each | 1
1180 |  | Not in an assembly | Lighting Hardware | 5" eyeball trim | each | each | 1
1181 |  | Not in an assembly | Lighting Hardware | 6" eyeball trim | each | each | 1
1182 | 1 starter | Commercial | Lighting Hardware | Fixture hanging kit, aircraft cable | each | each | 1
1183 | 1 starter | Both | Lighting Hardware | Fixture mounting bracket | each | each | 1
1184 | 7 starters | Commercial | Lighting Hardware | 6 ft fixture whip, 3/8" MC, 14/3 | each | each | 1
1185 |  | Not in an assembly | Lighting Hardware | Flood light | each | each | 1
1186 |  | Not in an assembly | Lighting Hardware | 3" gimbal trim | each | each | 1
1187 |  | Not in an assembly | Lighting Hardware | 4" gimbal trim | each | each | 1
1188 |  | Not in an assembly | Lighting Hardware | 5" gimbal trim | each | each | 1
1189 |  | Not in an assembly | Lighting Hardware | 6" gimbal trim | each | each | 1
1190 | 2 starters | Commercial | Lighting Hardware | High bay | each | each | 1
1191 |  | Not in an assembly | Lighting Hardware | In-ground splice box | each | each | 1
1192 | 1 starter | Residential | Lighting Hardware | Landscape hub connector | each | each | 1
1193 |  | Not in an assembly | Lighting Hardware | Landscape light stake | each | each | 1
1194 |  | Not in an assembly | Lighting Hardware | LED A19 bulb, 60W equivalent | each | each | 1
1195 |  | Not in an assembly | Lighting Hardware | LED A21 bulb, 100W equivalent | each | each | 1
1196 | 1 starter | Commercial | Lighting Hardware | LED area light | each | each | 1
1197 |  | Not in an assembly | Lighting Hardware | LED BR30 flood bulb | each | each | 1
1198 |  | Not in an assembly | Lighting Hardware | LED BR40 flood bulb | each | each | 1
1199 |  | Not in an assembly | Lighting Hardware | LED candelabra bulb, E12 | each | each | 1
1200 |  | Not in an assembly | Lighting Hardware | LED canopy light | each | each | 1
1201 |  | Not in an assembly | Lighting Hardware | LED corn bulb, E26 | each | each | 1
1202 | 1 starter | Commercial | Lighting Hardware | LED corn bulb, E39, 100W | each | each | 1
1203 |  | Not in an assembly | Lighting Hardware | LED cylinder downlight | each | each | 1
1204 |  | Not in an assembly | Lighting Hardware | 4" LED disc light | each | each | 1
1205 |  | Not in an assembly | Lighting Hardware | 5" LED disc light | each | each | 1
1206 |  | Not in an assembly | Lighting Hardware | 6" LED disc light | each | each | 1
1207 |  | Not in an assembly | Lighting Hardware | 4" LED disc light, CCT selectable | each | each | 1
1208 |  | Not in an assembly | Lighting Hardware | 5" LED disc light, CCT selectable | each | each | 1
1209 |  | Not in an assembly | Lighting Hardware | 6" LED disc light, CCT selectable | each | each | 1
1210 |  | Not in an assembly | Lighting Hardware | 7" LED disc light, CCT selectable | each | each | 1
1211 |  | Not in an assembly | Lighting Hardware | LED G25 globe bulb | each | each | 1
1212 |  | Not in an assembly | Lighting Hardware | LED mirror light | each | each | 1
1213 | 1 starter | Residential | Lighting Hardware | LED PAR20 bulb | each | each | 1
1214 |  | Not in an assembly | Lighting Hardware | LED PAR30 bulb | each | each | 1
1215 |  | Not in an assembly | Lighting Hardware | LED PAR38 bulb | each | each | 1
1216 | 2 starters | Residential | Lighting Hardware | LED pendant fixture | each | each | 1
1217 |  | Not in an assembly | Lighting Hardware | LED PL-pin lamp, G24 | each | each | 1
1218 | 2 starters | Both | Lighting Hardware | 4" LED retrofit trim | each | each | 1
1219 |  | Not in an assembly | Lighting Hardware | 5" LED retrofit trim | each | each | 1
1220 | 3 starters | Both | Lighting Hardware | 6" LED retrofit trim | each | each | 1
1221 |  | Not in an assembly | Lighting Hardware | LED security light, dusk-to-dawn | each | each | 1
1222 | 1 starter | Both | Lighting Hardware | LED security light, motion-activated, 2-head | each | each | 1
1223 |  | Not in an assembly | Lighting Hardware | LED security light, motion-activated, 3-head | each | each | 1
1224 |  | Not in an assembly | Lighting Hardware | LED step light | each | each | 1
1225 |  | Not in an assembly | Lighting Hardware | 2 ft LED strip fixture | each | each | 1
1226 | 1 starter | Commercial | Lighting Hardware | 4 ft LED strip fixture | each | each | 1
1227 | 1 starter | Commercial | Lighting Hardware | 8 ft LED strip fixture | each | each | 1
1228 |  | Not in an assembly | Lighting Hardware | 2 ft LED T8 tube, ballast bypass | each | case of 25 | 25
1229 | 1 starter | Commercial | Lighting Hardware | 4 ft LED T8 tube, ballast bypass | each | case of 25 | 25
1230 |  | Not in an assembly | Lighting Hardware | 2 ft LED T8 tube, ballast compatible | each | case of 25 | 25
1231 | 1 starter | Commercial | Lighting Hardware | 4 ft LED T8 tube, ballast compatible | each | case of 25 | 25
1232 |  | Not in an assembly | Lighting Hardware | LED tape light | foot | per foot (from 16.4 ft reel) | 1 |  |  | Sold by the foot. A standard reel is 16.4 ft (5 m).
1233 |  | Not in an assembly | Lighting Hardware | LED tape light power supply | each | each | 1
1234 | 1 starter | Commercial | Lighting Hardware | 1x4 LED troffer | each | each | 1
1235 | 1 starter | Commercial | Lighting Hardware | 2x2 LED troffer | each | each | 1
1236 | 2 starters | Commercial | Lighting Hardware | 2x4 LED troffer | each | each | 1
1237 | 1 starter | Commercial | Lighting Hardware | LED troffer retrofit kit | each | each | 1
1238 | 1 starter | Commercial | Lighting Hardware | 8 ft LED tube, FA8 single-pin, ballast bypass | each | each | 1 |  |  | PACK NOT CHECKED — HD 2-pack or 12-pack; Platt each; the owner's other tubes are a case of 25. Type the price of ONE, or set the pack you buy.
1239 | 1 starter | Commercial | Lighting Hardware | 8 ft LED tube, R17d HO, ballast bypass | each | case of 25 | 25
1240 | 2 starters | Residential | Lighting Hardware | LED wall sconce | each | each | 1
1241 | 1 starter | Commercial | Lighting Hardware | 4 ft LED wraparound | each | each | 1
1242 |  | Not in an assembly | Lighting Hardware | 8 ft LED wraparound | each | each | 1
1243 |  | Not in an assembly | Lighting Hardware | 4 ft lighting track | each | each | 1 |  |  | The rail only — heads are a separate item.
1244 |  | Not in an assembly | Lighting Hardware | 6 ft lighting track | each | each | 1 |  |  | The rail only — heads are a separate item.
1245 | 1 starter | Commercial | Lighting Hardware | 8 ft lighting track | each | each | 1 |  |  | The rail only — heads are a separate item.
1246 | 2 starters | Commercial | Lighting Hardware | 8 ft MC whip, 14/3 | each | each | 1
1247 | 1 starter | Commercial | Lighting Hardware | Non-shrink grout, 50 lb bag | each | each | 1
1248 | 1 starter | Commercial | Lighting Hardware | Non-shunted lampholder | each | each | 1
1249 |  | Not in an assembly | Lighting Hardware | Occupancy sensor, high bay | each | each | 1
1250 |  | Not in an assembly | Lighting Hardware | 3" open trim | each | each | 1
1251 |  | Not in an assembly | Lighting Hardware | 4" open trim | each | each | 1
1252 |  | Not in an assembly | Lighting Hardware | 5" open trim | each | each | 1
1253 |  | Not in an assembly | Lighting Hardware | 6" open trim | each | each | 1
1254 | 3 starters | Commercial | Lighting Hardware | Pole anchor bolt kit | each | each | 1
1255 | 1 starter | Commercial | Lighting Hardware | Pole base cover | each | each | 1
1256 |  | Not in an assembly | Lighting Hardware | Pole base in-line fuse holder | each | each | 1
1257 | 1 starter | Commercial | Lighting Hardware | Pole handhole cover | each | each | 1
1258 |  | Not in an assembly | Lighting Hardware | Pole mounting arm | each | each | 1
1259 |  | Not in an assembly | Lighting Hardware | Recessed can conversion kit | each | each | 1
1260 | 2 starters | Both | Lighting Hardware | 4" recessed can, new construction IC | each | each | 1
1261 |  | Not in an assembly | Lighting Hardware | 5" recessed can, new construction IC | each | each | 1
1262 | 1 starter | Both | Lighting Hardware | 6" recessed can, new construction IC | each | each | 1
1263 |  | Not in an assembly | Lighting Hardware | 4" recessed can, new construction non-IC | each | each | 1
1264 |  | Not in an assembly | Lighting Hardware | 6" recessed can, new construction non-IC | each | each | 1
1265 | 1 starter | Both | Lighting Hardware | 4" recessed can, remodel IC | each | each | 1
1266 |  | Not in an assembly | Lighting Hardware | 5" recessed can, remodel IC | each | each | 1
1267 | 1 starter | Both | Lighting Hardware | 6" recessed can, remodel IC | each | each | 1
1268 |  | Not in an assembly | Lighting Hardware | 4" recessed can, remodel non-IC | each | each | 1
1269 |  | Not in an assembly | Lighting Hardware | 5" recessed can, remodel non-IC | each | each | 1
1270 |  | Not in an assembly | Lighting Hardware | 6" recessed can, remodel non-IC | each | each | 1
1271 |  | Not in an assembly | Lighting Hardware | 6" recessed can, shallow, IC airtight | each | each | 1
1272 |  | Not in an assembly | Lighting Hardware | 6" recessed can, sloped ceiling | each | each | 1
1273 |  | Not in an assembly | Lighting Hardware | 3" reflector trim | each | each | 1
1274 |  | Not in an assembly | Lighting Hardware | 4" reflector trim | each | each | 1
1275 |  | Not in an assembly | Lighting Hardware | 5" reflector trim | each | each | 1
1276 |  | Not in an assembly | Lighting Hardware | 6" reflector trim | each | each | 1
1277 |  | Not in an assembly | Lighting Hardware | Semi-flush ceiling fixture | each | each | 1
1278 |  | Not in an assembly | Lighting Hardware | 3" shower wet-rated trim | each | each | 1
1279 | 1 starter | Residential | Lighting Hardware | 4" shower wet-rated trim | each | each | 1
1280 |  | Not in an assembly | Lighting Hardware | 5" shower wet-rated trim | each | each | 1
1281 |  | Not in an assembly | Lighting Hardware | 6" shower wet-rated trim | each | each | 1
1282 |  | Not in an assembly | Lighting Hardware | 30 ft square steel light pole | each | each | 1
1283 |  | Not in an assembly | Lighting Hardware | 12 ft square steel light pole, 4" 11 ga | each | each | 1
1284 | 1 starter | Commercial | Lighting Hardware | 20 ft square steel light pole, 4" 11 ga | each | each | 1
1285 | 2 starters | Both | Lighting Hardware | Surface-mount ceiling fixture | each | each | 1
1286 |  | Not in an assembly | Lighting Hardware | Tape light channel | each | each | 1
1287 | 1 starter | Both | Lighting Hardware | Temporary light string, 100 ft | each | each | 1
1288 |  | Not in an assembly | Lighting Hardware | Tenon adapter | each | each | 1
1289 |  | Not in an assembly | Lighting Hardware | Track light connector, straight | each | each | 1
1290 | 1 starter | Commercial | Lighting Hardware | Track light end feed | each | each | 1
1291 | 1 starter | Commercial | Lighting Hardware | Track light head | each | each | 1
1292 |  | Not in an assembly | Lighting Hardware | 12" under-cabinet light bar | each | each | 1 |  |  | Rigid bar fixture, sold per unit.
1293 |  | Not in an assembly | Lighting Hardware | 18" under-cabinet light bar | each | each | 1 |  |  | Rigid bar fixture, sold per unit.
1294 | 1 starter | Residential | Lighting Hardware | 24" under-cabinet light bar | each | each | 1 |  |  | Rigid bar fixture, sold per unit.
1295 |  | Not in an assembly | Lighting Hardware | 36" under-cabinet light bar | each | each | 1 |  |  | Rigid bar fixture, sold per unit.
1296 |  | Not in an assembly | Lighting Hardware | Vanity light bar | each | each | 1
1297 |  | Not in an assembly | Lighting Hardware | Vanity light, 1-light | each | each | 1
1298 |  | Not in an assembly | Lighting Hardware | Vanity light, 2-light | each | each | 1
1299 | 1 starter | Residential | Lighting Hardware | Vanity light, 3-light | each | each | 1
1300 |  | Not in an assembly | Lighting Hardware | Vanity light, 4-light | each | each | 1
1301 | 1 starter | Commercial | Lighting Hardware | 4 ft vapor tight fixture | each | each | 1
1302 |  | Not in an assembly | Lighting Hardware | 8 ft vapor tight fixture | each | each | 1
1303 | 2 starters | Commercial | Lighting Hardware | Wall pack, full cutoff | each | each | 1
1304 |  | Not in an assembly | Lighting Hardware | Wall pack, large | each | each | 1
1305 |  | Not in an assembly | Lighting Hardware | Wall pack, mini | each | each | 1
1306 |  | Not in an assembly | Grounding & Bonding | Bonding jumper | each | each | 1
1307 |  | Not in an assembly | Grounding & Bonding | Exothermic weld mold | each | each | 1
1308 |  | Not in an assembly | Grounding & Bonding | Exothermic weld powder | each | box of 10 | 10
1309 |  | Not in an assembly | Grounding & Bonding | Gas pipe bonding clamp | each | each | 1
1310 | 2 starters | Residential | Grounding & Bonding | Ground bar kit | each | each | 1
1311 |  | Not in an assembly | Grounding & Bonding | Ground lug, mechanical | each | each | 1
1312 |  | Not in an assembly | Grounding & Bonding | Ground plate electrode | each | each | 1
1313 | 10 starters | Both | Grounding & Bonding | Ground rod, 5/8" x 8 ft | each | each | 1
1314 |  | Not in an assembly | Grounding & Bonding | Ground rod, 5/8" x 10 ft | each | each | 1
1315 |  | Not in an assembly | Grounding & Bonding | Ground rod, 3/4" x 10 ft | each | each | 1
1316 | 10 starters | Both | Grounding & Bonding | Ground rod clamp, 5/8", direct burial | each | each | 1
1317 |  | Not in an assembly | Grounding & Bonding | Ground rod coupling | each | each | 1
1318 |  | Not in an assembly | Grounding & Bonding | Ground rod driving stud | each | each | 1
1319 |  | Not in an assembly | Grounding & Bonding | Ground wire staple | each | box of 100 | 100
1320 | 15 starters | Both | Grounding & Bonding | Grounding pigtail | each | bag of 50 | 50
1321 |  | Not in an assembly | Grounding & Bonding | Grounding screw | each | box of 100 | 100
1322 | 5 starters | Both | Grounding & Bonding | Intersystem bonding bridge | each | each | 1
1323 |  | Not in an assembly | Grounding & Bonding | Rebar ground clamp | each | each | 1
1324 | 5 starters | Both | Grounding & Bonding | Water pipe bonding clamp | each | each | 1
1325 |  | Not in an assembly | Life Safety | 12V 18Ah fire alarm battery | each | each | 1
1326 | 1 starter | Commercial | Life Safety | 12V 7Ah fire alarm battery | each | each | 1
1327 |  | Not in an assembly | Life Safety | Addressable fire alarm control panel | each | each | 1
1328 |  | Not in an assembly | Life Safety | Addressable monitor module | each | each | 1
1329 |  | Not in an assembly | Life Safety | Beam detector | each | each | 1
1330 | 1 starter | Commercial | Life Safety | Conventional fire alarm control panel | each | each | 1
1331 | 2 starters | Commercial | Life Safety | Detector base | each | each | 1
1332 |  | Not in an assembly | Life Safety | Detector mounting bracket | each | each | 1
1333 |  | Not in an assembly | Life Safety | Detector wiring harness | each | each | 1
1334 | 1 starter | Commercial | Life Safety | Duct smoke detector | each | each | 1
1335 | 2 starters | Commercial | Life Safety | Emergency exit light combo | each | each | 1
1336 |  | Not in an assembly | Life Safety | End-of-line resistor | each | each | 1
1337 | 1 starter | Commercial | Life Safety | Fire alarm horn/strobe | each | each | 1
1338 | 1 starter | Commercial | Life Safety | Fire alarm pull station | each | each | 1
1339 |  | Not in an assembly | Life Safety | Fire alarm relay module | each | each | 1
1340 |  | Not in an assembly | Life Safety | Fire alarm remote annunciator | each | each | 1
1341 | 1 starter | Commercial | Life Safety | Fire alarm speaker/strobe | each | each | 1
1342 | 1 starter | Commercial | Life Safety | Fire alarm strobe | each | each | 1
1343 |  | Not in an assembly | Life Safety | Hardwired CO detector | each | each | 1
1344 |  | Not in an assembly | Life Safety | Hardwired smoke detector | each | each | 1 |  |  | Smoke only. The combination smoke/CO unit is a separate item.
1345 |  | Not in an assembly | Life Safety | Hardwired smoke detector, 10-year | each | each | 1
1346 | 1 starter | Residential | Life Safety | Hardwired smoke/CO detector | each | each | 1 |  |  | Combination unit. The smoke-only version is a separate item.
1347 | 1 starter | Commercial | Life Safety | Heat detector | each | each | 1
1348 | 1 starter | Commercial | Life Safety | Rapid-entry key box | each | each | 1
1349 | 1 starter | Commercial | Life Safety | Relay module, smoke alarm | each | each | 1
1350 | 1 starter | Commercial | Life Safety | System smoke detector | each | each | 1 |  |  | Fire-alarm panel detector head for a Detector base. Not a 120V house alarm.
1351 |  | Not in an assembly | Low Voltage | 150W landscape transformer | each | each | 1
1352 | 1 starter | Residential | Low Voltage | 300W landscape transformer | each | each | 1
1353 |  | Not in an assembly | Low Voltage | 600W landscape transformer | each | each | 1
1354 |  | Not in an assembly | Low Voltage | Cat5e cable Copper | foot | per foot (from 1000 ft box) | 1
1355 |  | Not in an assembly | Low Voltage | Cat5e jack | each | each | 1
1356 |  | Not in an assembly | Low Voltage | Cat5e patch panel | each | each | 1
1357 | 5 starters | Both | Low Voltage | Cat6 cable Copper | foot | per foot (from 1000 ft box) | 1
1358 | 5 starters | Both | Low Voltage | Cat6 jack | each | each | 1
1359 | 1 starter | Commercial | Low Voltage | Cat6 patch cord, 3 ft | each | each | 1
1360 |  | Not in an assembly | Low Voltage | Cat6 patch cord, 7 ft | each | each | 1
1361 | 1 starter | Commercial | Low Voltage | Cat6 patch panel, 24-port | each | each | 1
1362 |  | Not in an assembly | Low Voltage | Cat6 plenum cable Copper | foot | per foot (from 1000 ft box) | 1
1363 | 1 starter | Both | Low Voltage | Cat6 RJ45 end | each | bag of 50 | 50
1364 |  | Not in an assembly | Low Voltage | Cat6 shielded cable Copper | foot | per foot (from 1000 ft box) | 1
1365 |  | Not in an assembly | Low Voltage | Cat6A cable Copper | foot | per foot (from 1000 ft box) | 1
1366 |  | Not in an assembly | Low Voltage | Cat6A jack | each | each | 1
1367 |  | Not in an assembly | Low Voltage | Chime extender kit | each | each | 1
1368 |  | Not in an assembly | Low Voltage | Coax amplifier | each | each | 1
1369 | 1 starter | Residential | Low Voltage | Coax F connector | each | bag of 10 | 10
1370 |  | Not in an assembly | Low Voltage | Coax ground block | each | each | 1
1371 |  | Not in an assembly | Low Voltage | Coax splitter | each | each | 1
1372 | 1 starter | Residential | Low Voltage | Coax wall plate | each | each | 1
1373 | 4 starters | Both | Low Voltage | 18/2 control wire Copper | foot | per foot (from 1000 ft box) | 1
1374 | 2 starters | Commercial | Low Voltage | 18/3 control wire Copper | foot | per foot (from 1000 ft box) | 1 |  |  | Class 2. Runs from a low-voltage sensor to its power pack.
1375 | 3 starters | Both | Low Voltage | 18/4 control wire Copper | foot | per foot (from 1000 ft box) | 1
1376 | 1 starter | Both | Low Voltage | 18/5 control wire Copper | foot | per foot (from 1000 ft box) | 1
1377 |  | Not in an assembly | Low Voltage | 18/8 control wire Copper | foot | per foot (from 1000 ft box) | 1
1378 |  | Not in an assembly | Low Voltage | D-ring cable guide | each | each | 1
1379 | 1 starter | Residential | Low Voltage | Doorbell button | each | each | 1
1380 | 1 starter | Residential | Low Voltage | Doorbell chime, wired | each | each | 1
1381 |  | Not in an assembly | Low Voltage | Doorbell chime, wireless | each | each | 1
1382 |  | Not in an assembly | Low Voltage | Doorbell diode | each | each | 1
1383 |  | Not in an assembly | Low Voltage | Fiber optic cable, 12-strand OM4 multimode, plenum | foot | per foot (from 1000 ft box) | 1
1384 |  | Not in an assembly | Low Voltage | Fiber patch panel | each | each | 1
1385 | 2 starters | Both | Low Voltage | HDMI wall plate | each | each | 1
1386 |  | Not in an assembly | Low Voltage | Hook-and-loop cable strap | each | each | 1 |  |  | PACK NOT CHECKED — HD VELCRO 8" 50-pack; Platt 75 ft rolls — a different product shape. Type the price of ONE, or set the pack you buy.
1387 | 1 starter | Commercial | Low Voltage | Horizontal cable manager | each | each | 1
1388 | 1 starter | Residential | Low Voltage | In-ceiling speaker | each | pair | 2
1389 |  | Not in an assembly | Low Voltage | Keypad mounting plate | each | each | 1
1390 | 3 starters | Both | Low Voltage | Keystone wall plate, 1-port | each | each | 1
1391 | 1 starter | Commercial | Low Voltage | Keystone wall plate, 2-port | each | each | 1
1392 |  | Not in an assembly | Low Voltage | Keystone wall plate, 4-port | each | each | 1
1393 |  | Not in an assembly | Low Voltage | Keystone wall plate, 6-port | each | each | 1
1394 | 1 starter | Residential | Low Voltage | Landscape light fixture | each | each | 1
1395 | 1 starter | Residential | Low Voltage | 12/2 landscape lighting cable Copper | foot | per foot (from 250 ft roll) | 1
1396 |  | Not in an assembly | Low Voltage | Lighted doorbell button | each | each | 1
1397 | 1 starter | Commercial | Low Voltage | Network rack, wall mount | each | each | 1
1398 |  | Not in an assembly | Low Voltage | NVR enclosure | each | each | 1
1399 |  | Not in an assembly | Low Voltage | Patch panel blank | each | each | 1
1400 |  | Not in an assembly | Low Voltage | Rack shelf | each | each | 1
1401 |  | Not in an assembly | Low Voltage | RG11 coax cable Copper | foot | per foot (from 1000 ft box) | 1
1402 | 1 starter | Residential | Low Voltage | RG6 coax cable Copper | foot | per foot (from 1000 ft box) | 1
1403 |  | Not in an assembly | Low Voltage | 22/2 security cable Copper | foot | per foot (from 1000 ft box) | 1
1404 |  | Not in an assembly | Low Voltage | 22/4 security cable Copper | foot | per foot (from 1000 ft box) | 1
1405 |  | Not in an assembly | Low Voltage | Security camera cable Copper | foot | per foot (from 1000 ft box) | 1
1406 |  | Not in an assembly | Low Voltage | Security camera, bullet | each | each | 1
1407 | 1 starter | Both | Low Voltage | Security camera, dome | each | each | 1
1408 |  | Not in an assembly | Low Voltage | Speaker wall plate | each | each | 1
1409 | 1 starter | Residential | Low Voltage | 16/2 speaker wire Copper | foot | per foot (from 1000 ft box) | 1
1410 |  | Not in an assembly | Low Voltage | 14/2 speaker wire Copper | foot | per foot (from 1000 ft box) | 1
1411 | 1 starter | Residential | Low Voltage | Structured media enclosure | each | each | 1
1412 |  | Not in an assembly | Low Voltage | Surface raceway, low voltage | foot | 5 ft length | 5
1413 |  | Commercial | Low Voltage | Telecom backboard, plywood 4x8 | each | each | 1
1414 |  | Commercial | Low Voltage | Telecom grounding busbar | each | each | 1
1415 |  | Not in an assembly | Low Voltage | Thermostat wall plate | each | each | 1
1416 |  | Not in an assembly | Low Voltage | Vertical cable manager | each | each | 1
1417 | 1 starter | Residential | Low Voltage | Video doorbell | each | each | 1
1418 | 1 starter | Residential | Low Voltage | Video doorbell power kit | each | each | 1
1419 |  | Not in an assembly | Low Voltage | Volume control | each | each | 1
1420 |  | Not in an assembly | Connectors & Terminations | #8 AWG crimp lug | each | each | 1
1421 |  | Not in an assembly | Connectors & Terminations | #6 AWG crimp lug | each | each | 1 |  |  | Sized by the conductor range it accepts, not by a single gauge.
1422 | 1 starter | Commercial | Connectors & Terminations | #4 AWG crimp lug | each | each | 1
1423 | 1 starter | Commercial | Connectors & Terminations | #3 AWG crimp lug | each | each | 1
1424 |  | Not in an assembly | Connectors & Terminations | #2 AWG crimp lug | each | each | 1 |  |  | Sized by the conductor range it accepts, not by a single gauge.
1425 |  | Not in an assembly | Connectors & Terminations | #1 AWG crimp lug | each | each | 1
1426 |  | Not in an assembly | Connectors & Terminations | 1/0 AWG crimp lug | each | each | 1 |  |  | Sized by the conductor range it accepts, not by a single gauge.
1427 |  | Not in an assembly | Connectors & Terminations | 2/0 AWG crimp lug | each | each | 1
1428 |  | Not in an assembly | Connectors & Terminations | 3/0 AWG crimp lug | each | each | 1
1429 |  | Not in an assembly | Connectors & Terminations | 4/0 AWG crimp lug | each | each | 1 |  |  | Sized by the conductor range it accepts, not by a single gauge.
1430 |  | Both | Connectors & Terminations | Butt splice, blue (16-14 AWG) | each | bag of 100 | 100 |  |  | Insulated crimp splice, color-coded by wire range.
1431 |  | Both | Connectors & Terminations | Butt splice, red (22-18 AWG) | each | bag of 100 | 100 |  |  | Insulated crimp splice, color-coded by wire range.
1432 |  | Both | Connectors & Terminations | Butt splice, yellow (12-10 AWG) | each | bag of 100 | 100 |  |  | Insulated crimp splice, color-coded by wire range.
1433 |  | Not in an assembly | Connectors & Terminations | Cable staple | each | each | 1 |  |  | PACK NOT CHECKED — plastic: HD 100-pack; metal: HD 500-pack — which staple is this row?. Type the price of ONE, or set the pack you buy.
1434 |  | Both | Connectors & Terminations | 3/4" cord grip | each | each | 1 |  |  | Typical cord range for this thread size — check it against the cord's diameter.
1435 |  | Both | Connectors & Terminations | 1" cord grip | each | each | 1 |  |  | Typical cord range for this thread size — check it against the cord's diameter.
1436 | 2 starters | Commercial | Connectors & Terminations | 1/2" cord grip (0.25"-0.50" cord) | each | each | 1 |  |  | Typical cord range for this thread size — check it against the cord's diameter.
1437 |  | Not in an assembly | Connectors & Terminations | 250 kcmil crimp lug, single size | each | each | 1
1438 |  | Not in an assembly | Connectors & Terminations | 350 kcmil crimp lug, single size | each | each | 1 |  |  | Sized by the conductor range it accepts, not by a single gauge.
1439 |  | Not in an assembly | Connectors & Terminations | 400 kcmil crimp lug, single size | each | each | 1 |  |  | Sized for one conductor, 400 kcmil — sold per size, not by range.
1440 |  | Not in an assembly | Connectors & Terminations | 500 kcmil crimp lug, single size | each | each | 1 |  |  | Sized for one conductor, 500 kcmil — sold per size, not by range.
1441 |  | Both | Connectors & Terminations | #8 crimp sleeve | each | each | 1
1442 |  | Both | Connectors & Terminations | #6 crimp sleeve | each | each | 1
1443 |  | Both | Connectors & Terminations | #4 crimp sleeve | each | each | 1
1444 |  | Not in an assembly | Connectors & Terminations | #2 crimp sleeve | each | each | 1
1445 |  | Not in an assembly | Connectors & Terminations | #1 crimp sleeve | each | each | 1
1446 |  | Not in an assembly | Connectors & Terminations | 1/0 crimp sleeve | each | each | 1
1447 |  | Not in an assembly | Connectors & Terminations | 2/0 crimp sleeve | each | each | 1
1448 |  | Not in an assembly | Connectors & Terminations | 3/0 crimp sleeve | each | each | 1
1449 |  | Not in an assembly | Connectors & Terminations | 4/0 crimp sleeve | each | each | 1
1450 |  | Commercial | Connectors & Terminations | 250 kcmil crimp sleeve | each | each | 1
1451 |  | Commercial | Connectors & Terminations | 350 kcmil crimp sleeve | each | each | 1
1452 |  | Commercial | Connectors & Terminations | 500 kcmil crimp sleeve | each | each | 1
1453 |  | Not in an assembly | Connectors & Terminations | DIN rail | each | each | 1
1454 |  | Not in an assembly | Connectors & Terminations | Ferrule kit | each | each | 1
1455 |  | Commercial | Connectors & Terminations | H-tap, #2-#6 | each | each | 1 |  |  | Run size, then tap size. Typical grounding sizes — the crimp die must match.
1456 |  | Commercial | Connectors & Terminations | H-tap, 2/0-#2 | each | each | 1 |  |  | Run size, then tap size. Typical grounding sizes — the crimp die must match.
1457 |  | Commercial | Connectors & Terminations | H-tap, 4/0-2/0 | each | each | 1 |  |  | Run size, then tap size. Typical grounding sizes — the crimp die must match.
1458 |  | Both | Connectors & Terminations | Insulated multi-tap, 1/0-#14, 3-port | each | each | 1 |  |  | Main conductor range first, then the smallest tap it takes.
1459 |  | Both | Connectors & Terminations | Insulated multi-tap, 1/0-#14, 4-port | each | each | 1 |  |  | Main conductor range first, then the smallest tap it takes.
1460 |  | Commercial | Connectors & Terminations | Insulated multi-tap, 1/0-#14, 6-port | each | each | 1 |  |  | Main conductor range first, then the smallest tap it takes.
1461 |  | Both | Connectors & Terminations | Insulated multi-tap, 250 kcmil-#6, 3-port | each | each | 1 |  |  | Main conductor range first, then the smallest tap it takes.
1462 |  | Both | Connectors & Terminations | Insulated multi-tap, 250 kcmil-#6, 4-port | each | each | 1 |  |  | Main conductor range first, then the smallest tap it takes.
1463 |  | Commercial | Connectors & Terminations | Insulated multi-tap, 250 kcmil-#6, 6-port | each | each | 1 |  |  | Main conductor range first, then the smallest tap it takes.
1464 |  | Both | Connectors & Terminations | Insulated multi-tap, 3/0-#6, 3-port | each | each | 1 |  |  | Main conductor range first, then the smallest tap it takes.
1465 |  | Both | Connectors & Terminations | Insulated multi-tap, 3/0-#6, 4-port | each | each | 1 |  |  | Main conductor range first, then the smallest tap it takes.
1466 |  | Commercial | Connectors & Terminations | Insulated multi-tap, 3/0-#6, 6-port | each | each | 1 |  |  | Main conductor range first, then the smallest tap it takes.
1467 |  | Both | Connectors & Terminations | Insulated multi-tap, 500 kcmil-#4, 3-port | each | each | 1 |  |  | Main conductor range first, then the smallest tap it takes.
1468 |  | Both | Connectors & Terminations | Insulated multi-tap, 500 kcmil-#4, 4-port | each | each | 1 |  |  | Main conductor range first, then the smallest tap it takes.
1469 |  | Commercial | Connectors & Terminations | Insulated multi-tap, 500 kcmil-#4, 6-port | each | each | 1 |  |  | Main conductor range first, then the smallest tap it takes.
1470 |  | Not in an assembly | Connectors & Terminations | Lever wire connector, 2-port | each | box of 50 | 50
1471 |  | Not in an assembly | Connectors & Terminations | Lever wire connector, 3-port | each | box of 50 | 50
1472 |  | Not in an assembly | Connectors & Terminations | Lever wire connector, 5-port | each | box of 25 | 25
1473 | 37 starters | Both | Connectors & Terminations | MC anti-short bushing | each | bag of 100 | 100
1474 | 36 starters | Both | Connectors & Terminations | 3/8" MC connector | each | box of 50 | 50 |  |  | Fits 14 and 12 AWG cable, and 10-2 and 10-3. Sized by cable outside diameter.
1475 |  | Not in an assembly | Connectors & Terminations | 1/2" MC connector | each | box of 50 | 50 |  |  | Fits 10-4 and 8 AWG cable. Sized by cable outside diameter.
1476 | 1 starter | Both | Connectors & Terminations | 3/4" MC connector | each | each | 1 |  |  | Fits 6 and 4 AWG cable. Sized by cable outside diameter.
1477 |  | Not in an assembly | Connectors & Terminations | 1" MC connector | each | each | 1 |  |  | Fits 3 and 2 AWG cable. Sized by cable outside diameter.
1478 |  | Both | Connectors & Terminations | Mechanical lug, 1-hole, #14-#4 | each | each | 1 |  |  | Dual-rated (Al/Cu) set-screw lug, by the conductor range it takes.
1479 |  | Both | Connectors & Terminations | Mechanical lug, 1-hole, #14-1/0 | each | each | 1 |  |  | Dual-rated (Al/Cu) set-screw lug, by the conductor range it takes.
1480 |  | Both | Connectors & Terminations | Mechanical lug, 1-hole, #4-500 kcmil | each | each | 1 |  |  | Dual-rated (Al/Cu) set-screw lug, by the conductor range it takes.
1481 |  | Both | Connectors & Terminations | Mechanical lug, 1-hole, #6-250 kcmil | each | each | 1 |  |  | Dual-rated (Al/Cu) set-screw lug, by the conductor range it takes.
1482 |  | Commercial | Connectors & Terminations | Mechanical lug, 2-hole, #6-250 kcmil | each | each | 1 |  |  | Dual-rated (Al/Cu) set-screw lug with a two-hole tongue.
1483 |  | Commercial | Connectors & Terminations | Mechanical lug, 2-hole, 1/0-500 kcmil | each | each | 1 |  |  | Dual-rated (Al/Cu) set-screw lug with a two-hole tongue.
1484 | 6 starters | Residential | Connectors & Terminations | 3/8" NM clamp connector | each | each | 1 |  |  | PACK NOT CHECKED — HD CE 100-pack and RACO 25-pack. Type the price of ONE, or set the pack you buy.
1485 | 7 starters | Both | Connectors & Terminations | 1/2" NM clamp connector | each | each | 1 |  |  | PACK NOT CHECKED — no listing found at HD; Platt each. Type the price of ONE, or set the pack you buy.
1486 | 3 starters | Residential | Connectors & Terminations | 3/4" NM clamp connector | each | box of 50 | 50 |  |  | Sized by cable outside diameter, not by conductor gauge.
1487 | 5 starters | Residential | Connectors & Terminations | 1" NM clamp connector | each | box of 25 | 25 |  |  | Sized by cable outside diameter, not by conductor gauge.
1488 |  | Not in an assembly | Connectors & Terminations | Push-in wire connector | each | bag of 100 | 100
1489 |  | Both | Connectors & Terminations | Ring terminal, blue (16-14 AWG) | each | bag of 100 | 100 |  |  | Insulated crimp ring, color-coded by wire range.
1490 |  | Both | Connectors & Terminations | Ring terminal, red (22-18 AWG) | each | bag of 100 | 100 |  |  | Insulated crimp ring, color-coded by wire range.
1491 |  | Both | Connectors & Terminations | Ring terminal, yellow (12-10 AWG) | each | bag of 100 | 100 |  |  | Insulated crimp ring, color-coded by wire range.
1492 | 2 starters | Residential | Connectors & Terminations | 2" SE cable connector | each | each | 1 |  |  | For SER/SEU into a box or meter base. Check the cable's diameter against the connector's range.
1493 |  | Both | Connectors & Terminations | Set-screw splice, #14-#2 | each | each | 1 |  |  | Dual-rated (Al/Cu) mechanical splice, by the conductor range it takes.
1494 |  | Both | Connectors & Terminations | Set-screw splice, #14-#6 | each | each | 1 |  |  | Dual-rated (Al/Cu) mechanical splice, by the conductor range it takes.
1495 |  | Both | Connectors & Terminations | Set-screw splice, #14-1/0 | each | each | 1 |  |  | Dual-rated (Al/Cu) mechanical splice, by the conductor range it takes.
1496 |  | Both | Connectors & Terminations | Set-screw splice, #14-2/0 | each | each | 1 |  |  | Dual-rated (Al/Cu) mechanical splice, by the conductor range it takes.
1497 |  | Both | Connectors & Terminations | Set-screw splice, #4-500 kcmil | each | each | 1 |  |  | Dual-rated (Al/Cu) mechanical splice, by the conductor range it takes.
1498 |  | Both | Connectors & Terminations | Set-screw splice, #6-250 kcmil | each | each | 1 |  |  | Dual-rated (Al/Cu) mechanical splice, by the conductor range it takes.
1499 |  | Both | Connectors & Terminations | Set-screw splice, #6-350 kcmil | each | each | 1 |  |  | Dual-rated (Al/Cu) mechanical splice, by the conductor range it takes.
1500 |  | Both | Connectors & Terminations | Set-screw splice, #6-4/0 | each | each | 1 |  |  | Dual-rated (Al/Cu) mechanical splice, by the conductor range it takes.
1501 |  | Residential | Connectors & Terminations | 1/2" snap-in NM connector | each | each | 1 |  |  | PACK NOT CHECKED — HD 25-, 50- and 100-packs. Type the price of ONE, or set the pack you buy.
1502 |  | Residential | Connectors & Terminations | 3/4" snap-in NM connector | each | pack of 25 | 25 |  |  | Snaps into a knockout of this size. For NM-B cable.
1503 |  | Both | Connectors & Terminations | Spade terminal, blue (16-14 AWG) | each | bag of 100 | 100 |  |  | Insulated crimp spade, color-coded by wire range.
1504 |  | Both | Connectors & Terminations | Spade terminal, red (22-18 AWG) | each | bag of 100 | 100 |  |  | Insulated crimp spade, color-coded by wire range.
1505 |  | Both | Connectors & Terminations | Spade terminal, yellow (12-10 AWG) | each | bag of 100 | 100 |  |  | Insulated crimp spade, color-coded by wire range.
1506 |  | Both | Connectors & Terminations | Split bolt, #2 | each | each | 1 |  |  | Sized by the largest conductor it takes.
1507 |  | Both | Connectors & Terminations | Split bolt, #4 | each | each | 1 |  |  | Sized by the largest conductor it takes.
1508 |  | Both | Connectors & Terminations | Split bolt, #6 | each | each | 1 |  |  | Sized by the largest conductor it takes.
1509 |  | Both | Connectors & Terminations | Split bolt, #8 | each | each | 1 |  |  | Sized by the largest conductor it takes.
1510 |  | Both | Connectors & Terminations | Split bolt, 1/0 | each | each | 1 |  |  | Sized by the largest conductor it takes.
1511 |  | Both | Connectors & Terminations | Split bolt, 2/0 | each | each | 1 |  |  | Sized by the largest conductor it takes.
1512 |  | Both | Connectors & Terminations | Split bolt, 4/0 | each | each | 1 |  |  | Sized by the largest conductor it takes.
1513 |  | Not in an assembly | Connectors & Terminations | Terminal block | each | each | 1
1514 |  | Not in an assembly | Connectors & Terminations | Wing nut wire connector, 14-6 AWG (blue) | each | each | 1 |  |  | PACK NOT CHECKED — HD Ideal 30-454P 25-pack; bag of 100 only elsewhere. Type the price of ONE, or set the pack you buy.
1515 |  | Not in an assembly | Connectors & Terminations | Wire nut, 22-12 AWG (blue/orange) | each | bag of 100 | 100 |  |  | For a few small conductors — fixture leads, low voltage.
1516 | 133 starters | Both | Connectors & Terminations | Wire nut, 22-8 AWG (tan/red) | each | bag of 100 | 100 |  |  | The general-purpose size: #14 and #12 device and fixture splices.
1517 | 2 starters | Commercial | Strut & Supports | 3/8" all-thread rod, 10 ft | each | each | 1
1518 | 1 starter | Commercial | Strut & Supports | 1/2" all-thread rod, 10 ft | each | each | 1
1519 |  | Not in an assembly | Strut & Supports | 1/4" all-thread rod, 10 ft | each | each | 1
1520 |  | Not in an assembly | Strut & Supports | 5/8" all-thread rod, 10 ft | each | each | 1
1521 |  | Not in an assembly | Strut & Supports | 1/2" conduit clip | each | each | 1 |  |  | PACK NOT CHECKED — HD 10-pack (Superstrut); Platt carton of 100 (Caddy K12); Crescent each. Type the price of ONE, or set the pack you buy.
1522 |  | Not in an assembly | Strut & Supports | 3/4" conduit clip | each | each | 1 |  |  | PACK NOT CHECKED — HD 10-pack (Superstrut); Platt carton of 100 (Caddy K12); Crescent each. Type the price of ONE, or set the pack you buy.
1523 | 1 starter | Commercial | Strut & Supports | 3/8" flat washer | each | pack of 100 | 100
1524 |  | Not in an assembly | Strut & Supports | 1/2" flat washer | each | each | 1 |  |  | PACK NOT CHECKED — HD Everbilt 25-pack or 50-pack. Type the price of ONE, or set the pack you buy.
1525 |  | Not in an assembly | Strut & Supports | 1/4" flat washer | each | pack of 100 | 100
1526 |  | Not in an assembly | Strut & Supports | 5/8" flat washer | each | pack of 25 | 25
1527 | 1 starter | Commercial | Strut & Supports | 3/8" hex nut | each | pack of 100 | 100
1528 |  | Not in an assembly | Strut & Supports | 1/2" hex nut | each | pack of 50 | 50
1529 |  | Not in an assembly | Strut & Supports | 1/4" hex nut | each | pack of 100 | 100
1530 |  | Not in an assembly | Strut & Supports | 5/8" hex nut | each | pack of 50 | 50
1531 |  | Not in an assembly | Strut & Supports | 3/8" lock washer | each | pack of 100 | 100
1532 |  | Not in an assembly | Strut & Supports | 1/2" lock washer | each | pack of 100 | 100
1533 |  | Not in an assembly | Strut & Supports | 1/4" lock washer | each | pack of 100 | 100
1534 |  | Not in an assembly | Strut & Supports | 5/8" lock washer | each | each | 1 |  |  | PACK NOT CHECKED — HD 25-pack (out of stock); Platt package 100. Type the price of ONE, or set the pack you buy.
1535 |  | Not in an assembly | Strut & Supports | MC one-hole strap, large | each | each | 1 |  |  | PACK NOT CHECKED — no listing found. Type the price of ONE, or set the pack you buy.
1536 |  | Not in an assembly | Strut & Supports | MC one-hole strap, small | each | pack of 100 | 100 |  |  | For 14 and 12 AWG cable, and 10-2 and 10-3.
1537 |  | Not in an assembly | Strut & Supports | 3/8" rod coupler | each | each | 1
1538 |  | Not in an assembly | Strut & Supports | 1/2" rod coupler | each | each | 1
1539 |  | Not in an assembly | Strut & Supports | 1/4" rod coupler | each | each | 1
1540 |  | Not in an assembly | Strut & Supports | 5/8" rod coupler | each | each | 1
1541 |  | Not in an assembly | Strut & Supports | Strut angle bracket | each | each | 1
1542 |  | Not in an assembly | Strut & Supports | Strut channel nut | each | each | 1
1543 |  | Not in an assembly | Strut & Supports | 1/2" strut conduit strap | each | each | 1
1544 |  | Not in an assembly | Strut & Supports | 3/4" strut conduit strap | each | each | 1
1545 |  | Not in an assembly | Strut & Supports | 1" strut conduit strap | each | each | 1
1546 |  | Not in an assembly | Strut & Supports | 1-1/4" strut conduit strap | each | each | 1
1547 |  | Not in an assembly | Strut & Supports | 1-1/2" strut conduit strap | each | each | 1
1548 |  | Not in an assembly | Strut & Supports | 2" strut conduit strap | each | each | 1
1549 |  | Not in an assembly | Strut & Supports | 2-1/2" strut conduit strap | each | each | 1
1550 |  | Not in an assembly | Strut & Supports | 3" strut conduit strap | each | each | 1
1551 |  | Not in an assembly | Strut & Supports | 4" strut conduit strap | each | each | 1
1552 |  | Not in an assembly | Strut & Supports | Strut end cap | each | each | 1
1553 |  | Not in an assembly | Strut & Supports | Strut flat plate | each | each | 1
1554 |  | Not in an assembly | Strut & Supports | Strut post base | each | each | 1
1555 |  | Not in an assembly | Strut & Supports | Strut wing connector | each | each | 1
1556 | 1 starter | Commercial | Strut & Supports | T-bar box hanger | each | each | 1
1557 | 5 starters | Commercial | Strut & Supports | T-grid fixture clip | each | each | 1 |  |  | PACK NOT CHECKED — Platt Caddy 515A package 100, priced each; not at HD. Type the price of ONE, or set the pack you buy.
1558 | 6 starters | Commercial | Strut & Supports | T-grid independent support clip | each | each | 1
1559 | 1 starter | Both | Strut & Supports | Temporary pole, 6x6 post | each | each | 1
1560 |  | Not in an assembly | Strut & Supports | Threaded rod stiffener | each | each | 1
1561 |  | Not in an assembly | Strut & Supports | 1-1/4" x 1-1/4" strut channel, 10 ft | each | each | 1 |  |  | Light-duty section.
1562 | 2 starters | Commercial | Strut & Supports | 1-5/8" x 1-5/8" strut channel, 10 ft | each | each | 1 |  |  | Standard depth — the default for most runs.
1563 |  | Not in an assembly | Strut & Supports | 1-5/8" x 13/16" strut channel, 10 ft | each | each | 1 |  |  | Shallow. Light loads and tight spaces.
1564 |  | Not in an assembly | Strut & Supports | 1-5/8" x 3-1/4" back-to-back strut channel, 10 ft | each | each | 1 |  |  | Deep section for heavy loads and long spans.
1565 |  | Not in an assembly | Strut & Supports | 1-5/8" x 7/8" strut channel, 10 ft | each | each | 1 |  |  | Medium depth.
1566 | 7 starters | Commercial | Fasteners & Anchors | 12 ga ceiling hanger wire | each | bundle of 100 | 100
1567 | 3 starters | Commercial | Fasteners & Anchors | Beam clamp, 3/8" rod | each | each | 1 |  |  | PACK NOT CHECKED — HD 100-pack, 10-pack or single, by clamp style. Type the price of ONE, or set the pack you buy.
1568 |  | Not in an assembly | Fasteners & Anchors | Conduit hanger with bolt | each | each | 1
1569 |  | Not in an assembly | Fasteners & Anchors | Drop-in anchor | each | box of 50 | 50
1570 |  | Not in an assembly | Fasteners & Anchors | Drywall anchor | each | pack of 100 | 100
1571 | 3 starters | Commercial | Fasteners & Anchors | J-hook, 2" | each | each | 1
1572 |  | Not in an assembly | Fasteners & Anchors | Masonry screw | each | each | 1 |  |  | PACK NOT CHECKED — HD Tapcon 75, 150, 225; Platt 100. Type the price of ONE, or set the pack you buy.
1573 |  | Not in an assembly | Fasteners & Anchors | Plastic conduit clip | each | each | 1 |  |  | PACK NOT CHECKED — no listing found. Type the price of ONE, or set the pack you buy.
1574 |  | Not in an assembly | Fasteners & Anchors | Powder-actuated pin | each | pack of 100 | 100
1575 |  | Not in an assembly | Fasteners & Anchors | Rod hanger clip | each | each | 1 |  |  | PACK NOT CHECKED — HD 10-pack (Superstrut); Platt carton of 100 (Caddy K12); Crescent each. Type the price of ONE, or set the pack you buy.
1576 |  | Not in an assembly | Fasteners & Anchors | Self-drilling screw | each | each | 1 |  |  | PACK NOT CHECKED — #10: HD 140-pack; #12: HD 100-pack — the name has no size. Type the price of ONE, or set the pack you buy.
1577 |  | Not in an assembly | Fasteners & Anchors | Sleeve anchor | each | box of 50 | 50
1578 |  | Not in an assembly | Fasteners & Anchors | Toggle bolt | each | box of 50 | 50
1579 | 6 starters | Both | Fasteners & Anchors | 3/8" x 3" concrete wedge anchor | each | box of 50 | 50
1580 | 1 starter | Residential | Equipment & Appliances | 30A 6-circuit manual transfer switch | each | each | 1
1581 | 3 starters | Both | Equipment & Appliances | AC whip, 3/4" x 6 ft liquidtight, #8 | each | each | 1
1582 | 1 starter | Residential | Equipment & Appliances | Attic fan | each | each | 1
1583 | 1 starter | Residential | Equipment & Appliances | Attic fan thermostat | each | each | 1
1584 |  | Not in an assembly | Equipment & Appliances | 4" backdraft damper | each | each | 1
1585 |  | Not in an assembly | Equipment & Appliances | 6" backdraft damper | each | each | 1
1586 | 1 starter | Residential | Equipment & Appliances | Baseboard heater | each | each | 1
1587 | 1 starter | Residential | Equipment & Appliances | Baseboard heater thermostat | each | each | 1
1588 |  | Not in an assembly | Equipment & Appliances | Bath exhaust fan, 50 CFM | each | each | 1
1589 | 1 starter | Residential | Equipment & Appliances | Bath exhaust fan, 80 CFM | each | each | 1
1590 |  | Not in an assembly | Equipment & Appliances | Bath exhaust fan, 110 CFM | each | each | 1
1591 |  | Not in an assembly | Equipment & Appliances | Bath exhaust fan, 150 CFM | each | each | 1
1592 | 1 starter | Residential | Equipment & Appliances | Bath exhaust fan, heater combo | each | each | 1
1593 | 1 starter | Residential | Equipment & Appliances | Bath exhaust fan, light combo | each | each | 1
1594 |  | Not in an assembly | Equipment & Appliances | Ceiling fan remote kit | each | each | 1
1595 |  | Commercial | Equipment & Appliances | Cord reel | each | each | 1
1596 | 1 starter | Residential | Equipment & Appliances | Dishwasher whip | each | each | 1
1597 | 2 starters | Residential | Equipment & Appliances | Doorbell transformer | each | each | 1
1598 |  | Not in an assembly | Equipment & Appliances | Dryer cord, 3-wire | each | each | 1
1599 | 1 starter | Residential | Equipment & Appliances | Dryer cord, 4-wire | each | each | 1
1600 | 3 starters | Residential | Equipment & Appliances | 4" duct clamp, worm gear | each | each | 1
1601 | 1 starter | Commercial | Equipment & Appliances | Electric unit heater, 5 kW 240V | each | each | 1
1602 |  | Not in an assembly | Equipment & Appliances | 32A EV charger | each | each | 1
1603 |  | Not in an assembly | Equipment & Appliances | 40A EV charger | each | each | 1
1604 | 1 starter | Residential | Equipment & Appliances | 48A EV charger | each | each | 1
1605 | 1 starter | Commercial | Equipment & Appliances | EVSE pedestal | each | each | 1
1606 |  | Not in an assembly | Equipment & Appliances | Fan balancing kit | each | each | 1
1607 |  | Not in an assembly | Equipment & Appliances | 12" fan downrod | each | each | 1
1608 |  | Not in an assembly | Equipment & Appliances | 24" fan downrod | each | each | 1
1609 |  | Not in an assembly | Equipment & Appliances | 36" fan downrod | each | each | 1
1610 | 1 starter | Both | Equipment & Appliances | Fan-forced wall heater, 2000W 240V | each | each | 1
1611 | 1 starter | Residential | Equipment & Appliances | Floor heating mat | each | each | 1
1612 | 1 starter | Residential | Equipment & Appliances | Floor heating thermostat, GFCI | each | each | 1
1613 |  | Not in an assembly | Equipment & Appliances | Foil duct tape | each | each | 1
1614 | 1 starter | Residential | Equipment & Appliances | Garbage disposal cord | each | each | 1
1615 | 1 starter | Residential | Equipment & Appliances | Generator battery charger | each | each | 1
1616 | 2 starters | Residential | Equipment & Appliances | 30A generator cord | each | each | 1
1617 | 1 starter | Residential | Equipment & Appliances | 50A generator cord | each | each | 1
1618 |  | Not in an assembly | Equipment & Appliances | Generator cord cap, CS6365 | each | each | 1
1619 |  | Not in an assembly | Equipment & Appliances | Generator cord cap, L14-30 | each | each | 1
1620 | 2 starters | Residential | Equipment & Appliances | Generator interlock kit | each | each | 1
1621 | 1 starter | Residential | Equipment & Appliances | Generator pad | each | each | 1
1622 | 1 starter | Residential | Equipment & Appliances | Humidity sensor switch | each | each | 1
1623 |  | Not in an assembly | Equipment & Appliances | 6" inline duct fan | each | each | 1
1624 | 3 starters | Residential | Equipment & Appliances | 4" insulated flex duct, 25 ft | each | each | 1
1625 |  | Not in an assembly | Equipment & Appliances | 6" insulated flex duct, 25 ft | each | each | 1
1626 | 2 starters | Residential | Equipment & Appliances | 30A power inlet box | each | each | 1
1627 | 1 starter | Residential | Equipment & Appliances | 50A power inlet box | each | each | 1
1628 |  | Not in an assembly | Equipment & Appliances | Pump control relay | each | each | 1
1629 |  | Not in an assembly | Equipment & Appliances | Range cord, 3-wire | each | each | 1
1630 | 1 starter | Residential | Equipment & Appliances | Range cord, 4-wire, 50A, 6 ft | each | each | 1
1631 | 1 starter | Residential | Equipment & Appliances | Range hood fan | each | each | 1
1632 |  | Not in an assembly | Equipment & Appliances | Replacement fan grille | each | each | 1
1633 | 2 starters | Residential | Equipment & Appliances | 4" roof vent cap | each | each | 1
1634 |  | Not in an assembly | Equipment & Appliances | Sloped ceiling fan adapter | each | each | 1
1635 |  | Not in an assembly | Equipment & Appliances | Snow melt controller | each | each | 1
1636 | 2 starters | Residential | Equipment & Appliances | Spa bonding lug | each | each | 1
1637 | 1 starter | Residential | Equipment & Appliances | Submersible pump splice kit | each | each | 1
1638 |  | Not in an assembly | Equipment & Appliances | Sump pump alarm | each | each | 1
1639 | 1 starter | Both | Equipment & Appliances | Wall heater thermostat | each | each | 1
1640 | 1 starter | Residential | Equipment & Appliances | 4" wall vent cap | each | each | 1
1641 | 1 starter | Residential | Equipment & Appliances | Well pump control box, 1/2 HP 230V 3-wire | each | each | 1
1642 |  | Not in an assembly | Equipment & Appliances | Well pump pitless adapter, 1" x 6" | each | each | 1
1643 | 1 starter | Residential | Equipment & Appliances | Well pump pressure switch | each | each | 1
1644 | 1 starter | Residential | Equipment & Appliances | Whole-house surge protector | each | each | 1
1645 |  | Not in an assembly | Distribution Equipment | 208V 3-phase panelboard | each | each | 1 |  |  | Unsized placeholder: one price for every size. Prefer a sized 3-phase panelboard.
1646 |  | Not in an assembly | Distribution Equipment | 480V 3-phase panelboard | each | each | 1
1647 | 1 starter | Commercial | Distribution Equipment | 30A 8-pole lighting contactor | each | each | 1 |  |  | Generic placeholder — size and price it per the job's schedule.
1648 | 1 starter | Residential | Distribution Equipment | 200A automatic transfer switch | each | each | 1 |  |  | Generic placeholder — size and price it per the job's schedule.
1649 |  | Not in an assembly | Distribution Equipment | Busway | foot | per foot | 1 |  |  | Generic placeholder — size and price it per the job's schedule.
1650 |  | Not in an assembly | Distribution Equipment | Busway elbow | each | each | 1
1651 |  | Not in an assembly | Distribution Equipment | Cable tray elbow, 12" ladder | each | each | 1
1652 |  | Not in an assembly | Distribution Equipment | Cable tray support bracket | each | each | 1
1653 |  | Not in an assembly | Distribution Equipment | Cable tray tee, 12" ladder | each | each | 1
1654 |  | Not in an assembly | Distribution Equipment | Cable tray, 12" ladder | foot | per foot | 1 |  |  | Generic placeholder — size and price it per the job's schedule.
1655 |  | Not in an assembly | Distribution Equipment | Combination motor starter, size 1 | each | each | 1
1656 |  | Not in an assembly | Distribution Equipment | Current transformer cabinet | each | each | 1
1657 |  | Not in an assembly | Distribution Equipment | Desk grommet outlet | each | each | 1
1658 |  | Not in an assembly | Distribution Equipment | 15 kVA dry-type transformer, 480V-208Y/120V 3-phase | each | each | 1
1659 |  | Not in an assembly | Distribution Equipment | 30 kVA dry-type transformer, 480V-208Y/120V 3-phase | each | each | 1
1660 | 1 starter | Commercial | Distribution Equipment | 45 kVA dry-type transformer, 480V-208Y/120V 3-phase | each | each | 1
1661 |  | Not in an assembly | Distribution Equipment | 75 kVA dry-type transformer, 480V-208Y/120V 3-phase | each | each | 1
1662 | 1 starter | Commercial | Distribution Equipment | Equipment shut-off relay | each | each | 1
1663 |  | Not in an assembly | Distribution Equipment | Floor monument, 2-gang | each | each | 1
1664 | 1 starter | Commercial | Distribution Equipment | Furniture feed connector | each | each | 1
1665 |  | Not in an assembly | Distribution Equipment | 400A fused disconnect | each | each | 1
1666 |  | Not in an assembly | Distribution Equipment | 600A fused disconnect | each | each | 1
1667 |  | Not in an assembly | Distribution Equipment | Hood control interface relay | each | each | 1
1668 | 1 starter | Commercial | Distribution Equipment | Hood suppression micro-switch | each | each | 1
1669 | 1 starter | Commercial | Distribution Equipment | Modular furniture whip, 6 ft | each | each | 1
1670 |  | Not in an assembly | Distribution Equipment | Modular furniture whip, 10 ft | each | each | 1
1671 |  | Not in an assembly | Distribution Equipment | Motor starter, size 0 | each | each | 1
1672 | 1 starter | Commercial | Distribution Equipment | Motor starter, size 1 | each | each | 1
1673 |  | Not in an assembly | Distribution Equipment | Motor starter, size 2 | each | each | 1
1674 | 1 starter | Commercial | Distribution Equipment | Panel-mount surge protective device, Type 2 | each | each | 1 |  |  | Generic placeholder — size and price it per the job's schedule.
1675 | 1 starter | Commercial | Distribution Equipment | Poke-through device, 2-service | each | each | 1
1676 |  | Not in an assembly | Distribution Equipment | Poke-through device, 4-service | each | each | 1
1677 | 1 starter | Commercial | Distribution Equipment | Power pole fitting kit | each | each | 1
1678 |  | Not in an assembly | Distribution Equipment | Raised floor box | each | each | 1
1679 |  | Commercial | Distribution Equipment | 400A switchboard | each | each | 1
1680 |  | Commercial | Distribution Equipment | 600A switchboard | each | each | 1
1681 |  | Commercial | Distribution Equipment | 800A switchboard | each | each | 1
1682 | 1 starter | Commercial | Distribution Equipment | Tele-power pole, 10 ft | each | each | 1
1683 |  | Not in an assembly | Distribution Equipment | Tele-power pole, 15 ft | each | each | 1
1684 | 1 starter | Commercial | Distribution Equipment | Time clock | each | each | 1 |  |  | Generic placeholder — size and price it per the job's schedule.
1685 | 1 starter | Commercial | Distribution Equipment | Variable frequency drive, 5 HP, 480V 3-phase | each | each | 1
1686 |  | Not in an assembly | Distribution Equipment | Wireway coupling | each | each | 1
1687 |  | Not in an assembly | Distribution Equipment | Wireway elbow | each | each | 1
1688 |  | Not in an assembly | Distribution Equipment | 4x4 wireway, 5 ft | each | each | 1
1689 |  | Not in an assembly | Distribution Equipment | 6x6 wireway, 5 ft | each | each | 1
1690 |  | Not in an assembly | Consumables | Anti-oxidant compound | each | each | 1
1691 | 5 starters | Both | Consumables | Arc flash label | each | pack of 5 | 5
1692 | 1 starter | Both | Consumables | Duct seal | each | each | 1
1693 |  | Not in an assembly | Consumables | Electrical putty pad | each | each | 1
1694 |  | Not in an assembly | Consumables | Electrical tape | each | each | 1
1695 | 1 starter | Residential | Consumables | Emergency disconnect label | each | each | 1
1696 | 1 starter | Both | Consumables | EV-ready label | each | each | 1
1697 |  | Not in an assembly | Consumables | Expanding foam | each | each | 1
1698 | 1 starter | Both | Consumables | Firestop caulk | each | each | 1
1699 |  | Not in an assembly | Consumables | Heat shrink tubing | each | each | 1
1700 |  | Commercial | Consumables | Mastic tape | each | each | 1
1701 | 14 starters | Both | Consumables | Panel directory label | each | each | 1
1702 |  | Both | Consumables | Phase tape, blue | each | each | 1
1703 |  | Both | Consumables | Phase tape, brown | each | each | 1
1704 |  | Both | Consumables | Phase tape, gray | each | each | 1
1705 |  | Both | Consumables | Phase tape, green | each | each | 1
1706 |  | Both | Consumables | Phase tape, orange | each | each | 1
1707 |  | Both | Consumables | Phase tape, red | each | each | 1
1708 |  | Both | Consumables | Phase tape, white | each | each | 1
1709 |  | Both | Consumables | Phase tape, yellow | each | each | 1
1710 |  | Not in an assembly | Consumables | Pulling lube | each | each | 1
1711 |  | Not in an assembly | Consumables | PVC cement | each | each | 1
1712 |  | Commercial | Consumables | Rubber splicing tape | each | each | 1
1713 | 2 starters | Commercial | Consumables | Silicone sealant | each | each | 1
1714 |  | Not in an assembly | Consumables | Thread sealant | each | each | 1
1715 |  | Not in an assembly | Consumables | Underground splice kit | each | each | 1
1716 |  | Not in an assembly | Consumables | Wire pulling grip | each | each | 1
1717 |  | Not in an assembly | Consumables | Zip ties, 8", bag of 100 | each | bag of 100 | 100

## Steps
STEP TIMES — type YELLOW 'Minutes' for ONE count of each step (blank = not set; never type 0 to mean unknown — 0 is a real answer). 'Draft' is a starting point to copy or change. Cable time is not on this tab — it is each cable's hours per 100 ft on labor-units-starter.xlsx (owner, Q1).
Key | Step | Unit | Minutes | Draft | Reasoning | Used by
S11 | Test | each |  | 1 | Plug tester, or operate it once. | DV1 ×1, DV2 ×1, DV3 ×1, DV4 ×1, DV5 ×1, LT1 ×1, LT2 ×1, DV8 ×1, DV13 ×1, DV20 ×1, DV21 ×1, DV26 ×1, DV29 ×1, LT7 ×1, LT8 ×1, LT19 ×1, LT20 ×1, LT22 ×1, RS7 ×1, DR7 ×1, DR8 ×1 (21 assemblies)
S03 | Prepare a cable end at a box | per cable end |  | 2 | Cut to length, strip the sheath, push it in, leave the tails folded for trim. | DV1 ×2, DV2 ×2, DV3 ×2, DV4 ×2, DV5 ×2, LT1 ×2, LT2 ×2, DV8 ×2, DV13 ×2, LT7 ×2, LT8 ×2, RS7 ×2, RS9 ×2, MH1 ×2 (14 assemblies)
S05 | Strip and terminate a device | each |  | 4 | Strip three conductors, form hooks or back-wire, tighten three screws and the ground screw. | DV1 ×1, DV2 ×1, DV3 ×1, DV4 ×1, DV5 ×1, DV8 ×1, DV13 ×1, DV20 ×1, DV21 ×1, DV26 ×1, DV29 ×1, RS7 ×1, RS9 ×1 (13 assemblies)
S10 | Plate or cover | each |  | 1 | One or two screws. | DV1 ×1, DV2 ×1, DV3 ×1, DV4 ×1, DV5 ×1, DV13 ×1, DV20 ×1, DV21 ×1, DV26 ×1, DV29 ×1, RS1 ×1, DR3 ×1, MS2 ×1 (13 assemblies)
S04 | Make up the grounds | each box |  | 2 | Strip, splice the grounds with a pigtail, fold back. | DV1 ×1, DV2 ×1, DV3 ×1, DV4 ×1, DV5 ×1, LT1 ×1, LT2 ×1, DV8 ×1, DV13 ×1, RS7 ×1, RS9 ×1 (11 assemblies)
S09 | Fold in and set the device | each |  | 2 | Fold the conductors, screw the device in square, check it is flush. | DV1 ×1, DV2 ×1, DV3 ×1, DV4 ×1, DV5 ×1, DV8 ×1, DV13 ×1, DV20 ×1, DV21 ×1, DV26 ×1, DV29 ×1 (11 assemblies)
S01 | Mount a new-work box (nail-on) | each |  | 4 | Measure and mark the height; hold, drive two nails, check set-back for the drywall; knock out the openings needed. | DV1 ×1, DV2 ×1, DV3 ×1, DV4 ×1, DV5 ×1, DV8 ×1, DV13 ×1, RS9 ×1 (8 assemblies)
S12 | Mount a 4" or 4-11/16" square box (bracket) | each |  | 5 | Stud bracket on, box on the bracket, set the depth for the ring, two screws each. | LT1 ×1, DV20 ×1, DV21 ×1, DV26 ×1, DV29 ×1, LT27 ×1, LT28 ×1, RS1 ×1 (8 assemblies)
S13 | Install a mud ring | each |  | 1 | Two screws. | DV20 ×1, DV21 ×1, DV26 ×1, DV29 ×1, LT27 ×1, LT28 ×1 (6 assemblies)
S14 | Cut and connect MC at a box | per cable end |  | 4 | Cut the armor, red-head on, connector on, locknut tight. | DV20 ×2, DV21 ×2, DV26 ×2, DV29 ×2, LT27 ×2, LT28 ×2 (6 assemblies)
S15 | Ground pigtail to the box | each |  | 1 | Green screw in the tapped hole, splice. | DV20 ×1, DV21 ×1, DV26 ×1, DV29 ×1, MS2 ×1 (5 assemblies)
S21 | Hang a support wire to structure | each |  | 4 | Up the ladder, fasten to the deck or joist, wrap three turns, attach to the fixture or box. | LT19 ×2, LT20 ×2, LT22 ×2, MS2 ×1 (4 assemblies)
S30 | Open and close the panel cover | per visit |  | 4 | Screws out, cover off, and back on. | DV3 ×1, RS1 ×1, PG7 ×1, MH1 ×1 (4 assemblies)
S31 | Snap in a breaker | each |  | 2 | Knock out the filler, snap the breaker on. | DV3 ×1, RS1 ×1, PG7 ×1, MH1 ×1 (4 assemblies)
S07 | Extra: GFCI | each |  | 3 | Find line and load, fold in a bulkier device, press test and reset. | DV2 ×1, DV8 ×1, DV21 ×1 (3 assemblies)
S23 | Connect a fixture whip (both ends) | each |  | 8 | Connector at the fixture and splice; connector at the box and splice. | LT19 ×1, LT20 ×1, LT22 ×1 (3 assemblies)
S06 | Extra: 3-way, 4-way or interconnect conductor | each |  | 3 | Identify the travelers or the interconnect, one more termination, keep the colors straight. | DV13 ×1, RS9 ×1 (2 assemblies)
S08 | Extra: device with leads (dimmer, sensor) | each |  | 2 | Splice the pigtail leads with wire nuts instead of screw terminals. | DV5 ×1, DV29 ×1 (2 assemblies)
S16 | Set a canless wafer | each |  | 8 | Locate and mark; cut the hole; connect at the wafer's junction box; push in and set the clips. | LT7 ×1, LT8 ×1 (2 assemblies)
S20 | Set a lay-in fixture in the grid | each |  | 10 | Lift the tile, set the fixture, square it in the grid, tile back. | LT19 ×1, LT20 ×1 (2 assemblies)
S22 | Grid clip | each |  | 0.5 | Snap it on, bend the tab. | LT19 ×4, LT20 ×4 (2 assemblies)
S26 | Mount and connect an exit or emergency unit | each |  | 15 | Canopy to the ring, splice, connect the battery, hang the unit, press test. | LT27 ×1, LT28 ×1 (2 assemblies)
S32 | Land a 1-pole circuit and label it | each |  | 6 | Route in the gutter, strip, land hot and neutral, ground to the bar, write the directory. | DV3 ×1, PG7 ×1 (2 assemblies)
S33 | Land a 2-pole circuit and label it | each |  | 9 | As a 1-pole circuit with a second hot and heavier conductors. | RS1 ×1, MH1 ×1 (2 assemblies)
S02 | Mount a fan-rated box with brace | each |  | 8 | As a new-work box, plus fitting and screwing the brace between the joists. | LT2 ×1 (1 assembly)
S17 | Mount a fixture bracket | each |  | 3 | Two screws to the box, check it is level. | LT1 ×1 (1 assembly)
S18 | Hang a surface fixture | each |  | 12 | Splice three conductors, hold and fasten the canopy, lamp or lens on. | LT1 ×1 (1 assembly)
S19 | Assemble and hang a ceiling fan | each |  | 45 | Unbox; assemble downrod and canopy; hang and splice; blades and light kit; run it and balance it. | LT2 ×1 (1 assembly)
S24 | Install a troffer retrofit kit | each |  | 25 | Open the fixture; remove lens, lamps, ballast and sockets; mount the kit; splice the driver; close it. | DR7 ×1 (1 assembly)
S25 | Convert a 2-lamp fixture to ballast bypass | each |  | 25 | Remove the ballast; change four lampholders to non-shunted; rewire line to the sockets; label the fixture; lamps in. | DR8 ×1 (1 assembly)
S27 | Hang a surface or suspended strip | each |  | 15 | Mark and fasten, or hang it on two wires; splice; lamp or lens. | LT22 ×1 (1 assembly)
S28 | Remove a fixture and make it safe | each |  | 12 | Lift the tile or drop the fixture, disconnect, cap the conductors, move it out of the way. | DR3 ×1 (1 assembly)
S29 | Remove a device and blank it | each |  | 5 | Plate and device off, cap the conductors, fold them in, blank plate on. | DR2 ×1 (1 assembly)
S34 | Mount a box on an independent support | each |  | 3 | Box to the wire clip, level it. | MS2 ×1 (1 assembly)
S35 | Make up a splice box | each |  | 4 | Splice through with four wire nuts, fold in. | MS2 ×1 (1 assembly)
S36 | Set a smoke or CO head and test | each |  | 3 | Twist the head on, pull the tab, press test. | RS9 ×1 (1 assembly)
S37 | Frame in a bath fan housing | each |  | 20 | Locate between the joists, fasten the housing, knock out for the cable. | RS7 ×1 (1 assembly)
S38 | Duct and roof cap for a bath fan | each |  | 45 | Cut the roof, flash and seal the cap, run the flex duct, clamp both ends. | RS7 ×1 (1 assembly)
S39 | Install a siding mounting block | each |  | 10 | Cut the siding opening, set and fasten the block, seal it. | DV8 ×1 (1 assembly)
S40 | In-use cover | each |  | 3 | Gasket, base, lid, screws. | DV8 ×1 (1 assembly)
S41 | Prepare a large cable end (#8 and up) | per cable end |  | 4 | Stiffer sheath, more to form, a bigger connector. | RS1 ×2 (1 assembly)
S42 | Terminate a large receptacle (#6, 4-wire) | each |  | 10 | Strip four heavy conductors, form them, torque four lugs. | RS1 ×1 (1 assembly)
S43 | Install a range or dryer cord on the appliance | each |  | 10 | Remove the terminal cover, strain relief, three or four terminals, cover back on. | RS1 ×1 (1 assembly)
S44 | Mount an outdoor disconnect | each |  | 15 | Locate, level, four fasteners into the wall, knock out top or bottom. | MH1 ×1 (1 assembly)
S45 | Land conductors in a disconnect | each |  | 8 | Line and load sides, and the ground. | MH1 ×1 (1 assembly)
S46 | Install a condenser whip (both ends) | each |  | 12 | Connector into the disconnect and into the unit, land at both ends. | MH1 ×1 (1 assembly)
S47 | Seal a penetration with duct seal | each |  | 2 | Press it in around the conductors. | MH1 ×1 (1 assembly)

## Step totals
STEP TOTALS — what each starter's steps add up to, as you type on 'Steps'. Type YELLOW 'Overhead (h)': layout, handling and cleanup (owner, Q2). 'Clears typed hours?' is a preview only — the loader decides by the rule (step total + overhead must not land below the current hours).
Ref | Assembly | Current hours | Step minutes | Cable hours | Step total (h) | Suggested overhead | Overhead (h) | Total with overhead | Clears typed hours?
DV1 | Duplex receptacle standard | 0.75 |  | not set |  | 0.25
DV2 | GFCI receptacle | 0.9 |  | not set |  | 0.35
DV3 | Dedicated 20A receptacle | 1.25 |  | not set |  | 0.5
DV4 | Single-pole switch | 0.6 |  | not set |  | 0.15
DV5 | Dimmer switch | 0.7 |  | not set |  | 0.2
LT1 | Surface-mount ceiling fixture | 0.6 |  | not set |  | 0.05
LT2 | Ceiling fan standard | 1.5 |  | not set |  | 0.35
DV8 | Outdoor GFCI receptacle, in-use cover | not set |  | not set |  | 0.1
DV13 | 3-way switch | not set |  | not set |  | 0.1
DV20 | Duplex receptacle, MC | not set |  | not set |  | 0.1
DV21 | GFCI receptacle, MC | not set |  | not set |  | 0.1
DV26 | Single-pole switch, MC | not set |  | not set |  | 0.1
DV29 | Wall occupancy sensor, MC | not set |  | not set |  | 0.1
LT7 | Wafer LED downlight, 6" (canless) | not set |  | not set |  | 0.15
LT8 | Wafer LED downlight, 4" (canless) | not set |  | not set |  | 0.15
LT19 | 2x4 LED troffer, lay-in | not set |  | 0 |  | 0.15
LT20 | 2x2 LED troffer, lay-in | not set |  | 0 |  | 0.15
LT22 | 4 ft LED strip, surface / suspended | not set |  | 0 |  | 0.15
LT27 | Exit sign | not set |  | not set |  | 0.15
LT28 | Emergency light / exit combo | not set |  | not set |  | 0.15
RS1 | Range receptacle, 50A | not set |  | not set |  | 0.15
RS7 | Bath exhaust fan wiring | not set |  | not set |  | 0.15
RS9 | Combination smoke/CO detector | not set |  | not set |  | 0.1
PG7 | Breaker add, single-pole | not set |  | 0 |  | 0.1
MH1 | HVAC condenser disconnect + whip | not set |  | not set |  | 0.15
DR2 | Demo device, blank plate | not set |  | 0 |  | 0.1
DR3 | Demo lay-in fixture, make safe above ceiling | not set |  | 0 |  | 0.1
DR7 | Troffer LED retrofit kit | not set |  | 0 |  | 0.1
DR8 | 4 ft fluorescent to LED, ballast bypass (2-lamp) | not set |  | 0 |  | 0.1
MS2 | Junction box above lay-in ceiling | not set |  | 0 |  | 0.1

## How to use
What this is | The prices EVERY shop starts with — BidRidge's shared starter. Each shop sees them tagged "Example price" until it types its own.
What you type | Pack price only (yellow). Leave a row blank to keep it unpriced. Change Pack size and Pack qty if you buy a different pack — Price per unit is Pack price ÷ Pack qty.
Per-foot prices | Figure per-foot prices from the standard contractor size (250 ft roll, 500 ft spool, 1000 ft box), not small rolls. If a supplier shows a price per M (1,000 ft), divide by 1,000. Conduit: type the price of one 10 ft stick. Surface raceway: stick price divided by its length.
Can't find a part? | Can't find a part? Leave the price blank and type CUT in Notes. Never delete a row.
Kept through a rebuild | Every price you type, by item (never by row, so sorting and filters are fine). On a pack of 1 a price typed straight into "Price per unit" is kept too, as the pack price. In Notes, only a note with CUT in CAPITALS is kept — the rest of Notes is the catalog's description and is rewritten each time.
Order | Rows are in the same order as the app's Materials screen: by category, then item type (all EMT together, then PVC Sch 40, Sch 80, rigid, IMC, liquidtight, flex), then size smallest to largest. They are no longer most-used first — "Used by" still says how many starters use each item. # is that order, so sorting by # puts the sheet back.
"Steps" tab | Minutes (yellow) for ONE of each install step. Blank = not set; 0 is a real answer, so never type 0 to mean unknown. Draft is a starting suggestion — copy it or change it. Cable time is not here: it is each cable's hours per 100 ft on labor-units-starter.xlsx.
"Step totals" tab | Overhead (h) (yellow) per starter: layout, handling, cleanup. Everything else on that tab is worked out for you and moves as you type minutes. "Clears typed hours?" is a preview only — when loaded, a starter's typed hours are cleared (so its steps price it) only if step total + overhead is at least the current hours.
No store, no date | Owner's rule (2026-10-07): a shipped price is just "Example price".
What happens next | Send the file to Track A. It is checked row by row (an unknown name, a bad number or a unit mismatch is refused, never guessed) and written into the seed; every shop gets it on the next deploy. Nothing ships until the "Example price" tag exists in the app.
Do NOT | import this through Materials › Import prices — that prices YOUR company only, and every other shop gets nothing.