## Starter labor units
STARTER LABOR UNITS — every item BidRidge ships to every shop (1793 rows). Type YELLOW 'MY HOURS' per the 'Hours per' column (each, or per 100 ft), and 'Bend hours' per field bend on raceways only (grey = not a raceway). Leave blank for "not set" — never type 0 to mean unknown. Send the file back to Track A — do NOT import it in the app.
# | Used by | Residential / Commercial / Both | Category | Name | Hours per | MY HOURS | Bend hours (raceway only) | Notes
1 | 114 starters | Both | Connectors & Terminations | Wire nut, 22-8 AWG (tan/red) | each |  |  | The general-purpose size: #14 and #12 device and fixture splices.
2 | 30 starters | Both | Boxes | 4" square box, 1-1/2" deep | each |  |  | The 2-1/8" deep box is a separate item.
3 | 28 starters | Both | Wire & Cable | 14/2 NM-B Copper | 100 ft
4 | 24 starters | Commercial | Connectors & Terminations | MC anti-short bushing | each
5 | 24 starters | Commercial | Connectors & Terminations | 3/8" MC connector | each |  |  | Fits 14 and 12 AWG cable, and 10-2 and 10-3. Sized by cable outside diameter.
6 | 22 starters | Both | Boxes | Single-gang box | each |  |  | Plastic. The steel version is a separate item.
7 | 18 starters, 1 run type | Commercial | Wire & Cable | 12/2 MC cable Copper | 100 ft
8 | 17 starters | Both | Wire & Cable | 12/2 NM-B Copper | 100 ft
9 | 16 starters | Both | Wall Plates & Misc | 1-gang wall plate, decorator, nylon | each
10 | 14 starters | Commercial | Boxes | 4" square mud ring | each |  |  | Single-gang. The 2-gang ring is a separate item.
11 | 13 starters | Both | Wall Plates & Misc | 1-gang wall plate, duplex, nylon | each
12 | 13 starters | Both | Consumables | Panel directory label | each
13 | 12 starters | Both | Breakers | 20A 1-Pole breaker | each
14 | 12 starters | Both | Grounding & Bonding | Grounding pigtail | each
15 | 7 starters, 3 run types | Both | Wire & Cable | #12 THHN Copper | 100 ft |  |  | Solid. The stranded version is a separate item.
16 | 9 starters | Both | Receptacles | 20A duplex receptacle | each |  |  | 20A, T-slot. The 15A version is a separate item.
17 | 9 starters | Both | Breakers | 30A 2-Pole breaker | each
18 | 9 starters | Both | Grounding & Bonding | Ground rod, 5/8" x 8 ft | each
19 | 9 starters | Both | Grounding & Bonding | Ground rod clamp | each
20 | 8 starters | Both | Wire & Cable | 14/3 NM-B Copper | 100 ft
21 | 8 starters | Both | Boxes | 4" square blank cover | each
22 | 8 starters | Both | Wall Plates & Misc | 1-gang wall plate, toggle, nylon | each
23 | 7 starters | Both | Wire & Cable | #10 THHN Copper | 100 ft |  |  | Solid. The stranded version is a separate item.
24 | 6 starters | Residential | Wire & Cable | 6/3 NM-B Copper | 100 ft
25 | 6 starters | Commercial | Boxes | 4" square mud ring, fixture | each
26 | 6 starters | Commercial | Lighting Hardware | 6 ft MC whip | each
27 | 6 starters | Residential | Connectors & Terminations | 3/8" cable connector | each |  |  | Sized by cable outside diameter, not by conductor gauge.
28 | 6 starters | Commercial | Fasteners & Anchors | Ceiling support wire | each
29 | 6 starters | Both | Fasteners & Anchors | Concrete wedge anchor | each
30 | 5 starters | Both | Wire & Cable | #4 bare stranded Copper | 100 ft
31 | 5 starters | Both | Conduit | 3/4" liquidtight flexible conduit | 100 ft
32 | 5 starters | Both | Conduit Fittings | 3/4" liquidtight flexible conduit connector | each
33 | 5 starters | Both | Receptacles | Duplex receptacle | each |  |  | 15A standard. The 20A version is a separate item.
34 | 5 starters | Both | Receptacles | 20A GFCI receptacle | each
35 | 5 starters | Both | Switches | Single-pole switch | each
36 | 5 starters | Both | Breakers | 20A 2-Pole breaker | each
37 | 5 starters | Residential | Breakers | 60A 2-Pole breaker | each
38 | 5 starters | Both | Grounding & Bonding | Intersystem bonding bridge | each
39 | 5 starters | Both | Grounding & Bonding | Water pipe bonding clamp | each
40 | 5 starters | Both | Connectors & Terminations | 1/2" cable connector | each |  |  | Sized by cable outside diameter, not by conductor gauge.
41 | 5 starters | Residential | Connectors & Terminations | 1" cable connector | each |  |  | Sized by cable outside diameter, not by conductor gauge.
42 | 5 starters | Commercial | Strut & Supports | Independent support wire clip | each
43 | 5 starters | Commercial | Strut & Supports | T-bar grid clip | each
44 | 5 starters | Both | Consumables | Arc flash label | each
45 | 4 starters | Commercial | Wire & Cable | 14/2 fire alarm cable Copper | 100 ft
46 | 3 starters, 1 run type | Commercial | Wire & Cable | 12/3 MC cable Copper | 100 ft
47 | 4 starters | Both | Boxes | Double-gang box | each |  |  | Plastic. The steel version is a separate item.
48 | 4 starters | Both | Boxes | Low-voltage mud ring | each
49 | 4 starters | Residential | Boxes | Octagon box, plastic | each |  |  | Plastic. The steel version is a separate item.
50 | 4 starters | Both | Panels | 200A main panel, 40-space | each
51 | 4 starters | Commercial | Panels | 30A non-fused disconnect, NEMA 1 | each
52 | 4 starters | Commercial | Breakers | 30A 3-Pole breaker | each
53 | 4 starters | Both | Low Voltage | 18/2 control wire Copper | 100 ft
54 | 3 starters | Both | Wire & Cable | #6 bare stranded Copper | 100 ft
55 | 3 starters | Both | Wire & Cable | 10/2 NM-B Copper | 100 ft
56 | 3 starters | Residential | Wire & Cable | 4/0-4/0-4/0-2/0 SER Aluminum | 100 ft |  |  | Four conductors — three insulated and a 2/0 ground; the 200A subpanel feeder. Aluminum — priced on its own commodity curve, independent of copper. Re-check before bidding.
57 | 3 run types | Commercial | Wire & Cable | #12 THHN green Copper | 100 ft |  |  | Solid, green insulation — the equipment ground in a conduit run.
58 | 3 starters | Both | Conduit | 1/2" liquidtight flexible conduit | 100 ft
59 | 3 starters | Commercial | Conduit Fittings | 1/2" EMT raintight connector | each
60 | 3 starters | Both | Conduit Fittings | 1/2" liquidtight flexible conduit connector | each
61 | 3 starters | Both | Boxes | Panel knockout seal | each
62 | 3 starters | Commercial | Boxes | 4" square raised cover, single receptacle | each
63 | 3 starters | Both | Receptacles | GFCI receptacle, weather-resistant | each
64 | 3 starters | Both | Wall Plates & Misc | Weatherproof in-use cover | each
65 | 3 starters | Both | Panels | 30A non-fused disconnect, NEMA 3R | each
66 | 3 starters | Residential | Breakers | 20A 1-Pole AFCI/GFCI combo breaker | each
67 | 3 starters | Both | Lighting Hardware | 6" LED retrofit trim | each
68 | 3 starters | Both | Low Voltage | Cat6 cable Copper | 100 ft
69 | 3 starters | Both | Low Voltage | Cat6 jack | each
70 | 3 starters | Both | Low Voltage | 18/4 control wire Copper | 100 ft
71 | 3 starters | Commercial | Fasteners & Anchors | Beam clamp | each
72 | 2 starters | Residential | Wire & Cable | #8 bare solid Copper | 100 ft
73 | 2 starters | Residential | Wire & Cable | 10/3 NM-B Copper | 100 ft
74 | 2 starters | Both | Wire & Cable | #6 THHN Copper | 100 ft
75 | 1 starter, 1 run type | Residential | Conduit | 2" PVC Sch 40 | 100 ft
76 | 2 starters | Commercial | Conduit | 1/2" flexible metal conduit | 100 ft
77 | 2 starters | Commercial | Conduit Fittings | 1/2" flexible metal conduit connector | each
78 | 2 starters | Residential | Boxes | Ceiling fan brace box | each
79 | 2 starters | Both | Boxes | Handy box | each
80 | 2 starters | Both | Boxes | Handy box cover, single toggle | each
81 | 2 starters | Residential | Boxes | Siding mounting block | each
82 | 2 starters | Both | Boxes | Single-gang old-work box | each
83 | 2 starters | Both | Boxes | 4-11/16" square box, 2-1/8" deep | each
84 | 2 starters | Both | Boxes | 1/2" weatherproof box, single-gang | each
85 | 2 starters | Both | Boxes | 1/2" weatherproof round box | each
86 | 2 starters | Both | Receptacles | 20A single receptacle | each
87 | 2 starters | Commercial | Switches | Dual-tech occupancy sensor switch | each
88 | 2 starters | Both | Switches | Motor-rated toggle switch | each
89 | 2 starters | Residential | Wall Plates & Misc | 1-gang wall plate, 30A/50A power receptacle, nylon | each
90 | 2 starters | Both | Wall Plates & Misc | 1-gang wall plate, single receptacle, nylon | each
91 | 2 starters | Both | Wall Plates & Misc | 2-gang wall plate, duplex/duplex, nylon | each
92 | 2 starters | Residential | Panels | 200A meter base | each
93 | 2 starters | Both | Panels | 60A non-fused pullout disconnect | each
94 | 2 starters | Commercial | Panels | 225A panelboard, 3-phase main, 42-space | each |  |  | 208Y/120V, 3-phase 4-wire, with its own main breaker.
95 | 2 starters | Residential | Breakers | 50A 2-Pole breaker | each
96 | 2 starters | Residential | Lighting Hardware | Ceiling fan | each
97 | 2 starters | Commercial | Lighting Hardware | High bay | each
98 | 2 starters | Both | Lighting Hardware | 4" LED retrofit trim | each
99 | 2 starters | Commercial | Lighting Hardware | 2x4 LED troffer | each
100 | 2 starters | Residential | Lighting Hardware | LED wall sconce | each
101 | 2 starters | Commercial | Lighting Hardware | 8 ft MC whip | each
102 | 2 starters | Both | Lighting Hardware | 4" recessed can, new construction IC | each
103 | 2 starters | Commercial | Lighting Hardware | Wall pack, full cutoff | each
104 | 2 starters | Commercial | Life Safety | Emergency exit light combo | each
105 | 2 starters | Both | Low Voltage | Keystone wall plate, 1-port | each
106 | 2 starters | Residential | Connectors & Terminations | 3/4" cable connector | each |  |  | Sized by cable outside diameter, not by conductor gauge.
107 | 2 starters | Commercial | Connectors & Terminations | 1/2" cord grip (0.25"-0.50" cord) | each |  |  | Typical cord range for this thread size — check it against the cord's diameter.
108 | 2 starters | Commercial | Strut & Supports | 3/8" all-thread rod, 10 ft | each
109 | 2 starters | Commercial | Strut & Supports | Trapeze hanger kit | each
110 | 2 starters | Both | Equipment & Appliances | AC condenser whip | each
111 | 2 starters | Residential | Equipment & Appliances | Doorbell transformer | each
112 | 2 starters | Residential | Equipment & Appliances | Duct clamp | each
113 | 2 starters | Residential | Equipment & Appliances | Generator interlock kit | each
114 | 2 starters | Residential | Equipment & Appliances | 4" insulated flex duct | each
115 | 2 starters | Residential | Equipment & Appliances | Spa bonding lug | each
116 | 2 starters | Commercial | Consumables | Silicone sealant | each
117 | 1 starter | Commercial | Wire & Cable | 10/2 MC cable Copper | 100 ft
118 | 1 starter | Commercial | Wire & Cable | 10/3 MC cable Copper | 100 ft
119 | 1 starter | Commercial | Wire & Cable | 12/2 MC cable isolated ground Copper | 100 ft |  |  | Two conductors, an insulated ground for the IG receptacle, and the bond.
120 | 1 starter | Residential | Wire & Cable | 14/4 mini-split cable Copper | 100 ft |  |  | Between a mini-split's outdoor and indoor units. Not MC.
121 | 1 starter | Residential | Wire & Cable | 12/3 NM-B Copper | 100 ft
122 | 1 starter | Residential | Wire & Cable | 8/2 NM-B Copper | 100 ft
123 | 1 starter | Residential | Wire & Cable | 12/2 submersible pump cable Copper | 100 ft |  |  | Well-pump drop cable: two conductors and a ground.
124 | 1 starter | Commercial | Wire & Cable | #14 THHN Copper | 100 ft |  |  | Solid. The stranded version is a separate item.
125 | 1 starter | Both | Wire & Cable | #8 THHN Copper | 100 ft
126 | 1 starter | Residential | Wire & Cable | 12/2 UF-B Copper | 100 ft
127 | 1 starter | Residential | Wire & Cable | 2/0 XHHW Aluminum | 100 ft |  |  | Aluminum — priced on its own commodity curve, independent of copper. Re-check before bidding.
128 | 1 starter | Residential | Wire & Cable | 4/0 XHHW Aluminum | 100 ft |  |  | Aluminum — priced on its own commodity curve, independent of copper. Re-check before bidding.
129 | 1 run type | Not in an assembly | Conduit | 1/2" EMT | 100 ft
130 | 1 run type | Not in an assembly | Conduit | 3/4" EMT | 100 ft
131 | 1 run type | Not in an assembly | Conduit | 1/2" PVC Sch 40 | 100 ft
132 | 1 run type | Not in an assembly | Conduit | 3/4" PVC Sch 40 | 100 ft
133 | 1 run type | Not in an assembly | Conduit | 1" PVC Sch 40 | 100 ft
134 | 1 run type | Not in an assembly | Conduit | 1-1/4" PVC Sch 40 | 100 ft
135 | 1 run type | Not in an assembly | Conduit | 1-1/2" PVC Sch 40 | 100 ft
136 | 1 run type | Not in an assembly | Conduit | 2-1/2" PVC Sch 40 | 100 ft
137 | 1 run type | Not in an assembly | Conduit | 3" PVC Sch 40 | 100 ft
138 | 1 run type | Not in an assembly | Conduit | 4" PVC Sch 40 | 100 ft
139 | 1 starter | Residential | Conduit | 2" rigid conduit | 100 ft
140 | 1 starter | Commercial | Conduit | 1-1/4" flexible metal conduit | 100 ft
141 | 1 starter | Commercial | Conduit Fittings | 3/4" EMT raintight connector | each
142 | 1 starter | Residential | Conduit Fittings | 2" PVC Sch 40 90-degree elbow | each
143 | 1 starter | Residential | Conduit Fittings | 1" PVC Sch 40 connector | each
144 | 1 starter | Residential | Conduit Fittings | 2" PVC Sch 40 connector | each
145 | 1 starter | Residential | Conduit Fittings | 2" rigid conduit coupling | each
146 | 1 starter | Commercial | Conduit Fittings | 1-1/4" flexible metal conduit connector | each
147 | 1 starter | Residential | Conduit Fittings | 1/2" conduit locknut | each
148 | 1 starter | Commercial | Conduit Fittings | 3/4" conduit locknut | each
149 | 1 starter | Residential | Conduit Fittings | 2" conduit locknut | each
150 | 1 starter | Residential | Conduit Fittings | 2" insulating bushing | each
151 | 1 starter | Residential | Conduit Fittings | 2" mast roof flashing | each |  |  | Seals a service mast where it passes through the roof.
152 | 1 starter | Residential | Conduit Fittings | 2" metal weatherhead | each
153 | 1 starter | Residential | Conduit Fittings | 2" riser strap | each |  |  | Holds a service mast to the wall below the roof line.
154 | 1 starter | Commercial | Conduit Fittings | Roof flashing boot | each |  |  | Seals a conduit through a roof, as at a rooftop unit. Cut to fit. Not a pitch pocket.
155 | 1 starter | Commercial | Surface Raceway | Raceway entrance end fitting | each
156 | 1 starter | Commercial | Surface Raceway | Surface raceway device box, 700 series | each
157 | 1 starter | Commercial | Surface Raceway | Surface raceway device plate, 700 series | each
158 | 1 run type | Not in an assembly | Surface Raceway | Surface raceway, 700 series | 100 ft
159 | 1 starter | Residential | Boxes | Fan-rated ceiling box | each
160 | 1 starter | Commercial | Boxes | Floor box | each |  |  | The box only. The cover is a separate item.
161 | 1 starter | Commercial | Boxes | Floor box cover | each
162 | 1 starter | Commercial | Boxes | Octagon box, metal, 1-1/2" deep | each |  |  | Steel. The plastic and the 2-1/8" deep boxes are separate items.
163 | 1 starter | Both | Boxes | 6x6 pull box | each |  |  | Screw cover, NEMA 1 (indoor). The NEMA 3R box is a separate item.
164 | 1 starter | Commercial | Boxes | 12x12 pull box | each |  |  | Screw cover, NEMA 1 (indoor). The NEMA 3R box is a separate item.
165 | 1 starter | Residential | Boxes | Shallow round box, 1/2" deep | each
166 | 1 starter | Commercial | Boxes | 4" square mud ring, 2-gang | each
167 | 1 starter | Commercial | Boxes | 4-11/16" square mud ring, 2-gang | each
168 | 1 starter | Residential | Boxes | 4-11/16" square raised cover, 30A/50A power receptacle | each
169 | 1 starter | Both | Boxes | Triple-gang box | each |  |  | Plastic. The steel version is a separate item.
170 | 1 starter | Both | Boxes | 1/2" weatherproof box, double-gang | each
171 | 1 starter | Both | Receptacles | AFCI receptacle | each
172 | 1 starter | Commercial | Receptacles | Controlled duplex receptacle | each
173 | 1 starter | Residential | Receptacles | 30A dryer receptacle, NEMA 14-30R (4-wire) | each
174 | 1 starter | Both | Receptacles | GFCI receptacle | each
175 | 1 starter | Commercial | Receptacles | 20A GFCI receptacle, weather-resistant | each
176 | 1 starter | Commercial | Receptacles | Isolated-ground receptacle | each
177 | 1 starter | Commercial | Receptacles | L14-30 receptacle | each
178 | 1 starter | Commercial | Receptacles | L5-20 receptacle | each
179 | 1 starter | Commercial | Receptacles | L6-30 receptacle | each
180 | 1 starter | Both | Receptacles | Quad receptacle | each
181 | 1 starter | Residential | Receptacles | 50A range receptacle, NEMA 14-50R | each
182 | 1 starter | Residential | Receptacles | 50A RV receptacle | each
183 | 1 starter | Residential | Receptacles | Switch/receptacle combo device | each
184 | 1 starter | Residential | Receptacles | USB combo receptacle | each
185 | 1 starter | Commercial | Switches | 0-10V dimmer | each
186 | 1 starter | Both | Switches | 3-way dimmer | each
187 | 1 starter | Commercial | Switches | 20A 3-way switch | each
188 | 1 starter | Both | Switches | 3-way switch | each
189 | 1 starter | Both | Switches | 4-way switch | each
190 | 1 starter | Commercial | Switches | Ceiling occupancy sensor, dual-tech | each |  |  | Low-voltage kind: add a power pack per zone and 18/3 control wire. A line-voltage one needs neither.
191 | 1 starter | Residential | Switches | Combination fan/light control | each
192 | 1 starter | Both | Switches | Dimmer | each
193 | 1 starter | Commercial | Switches | Key switch | each
194 | 1 starter | Commercial | Switches | Photocell | each
195 | 1 starter | Commercial | Switches | Sensor power pack, 120/277V | each |  |  | One per lighting zone, for low-voltage ceiling sensors. Wired to the sensor in 18/3.
196 | 1 starter | Commercial | Switches | 20A single-pole switch | each
197 | 1 starter | Residential | Switches | Timer switch | each
198 | 1 starter | Both | Wall Plates & Misc | 1-gang blank plate | each
199 | 1 starter | Both | Wall Plates & Misc | 2-gang wall plate, toggle/toggle, nylon | each
200 | 1 starter | Both | Wall Plates & Misc | 3-gang wall plate, toggle/toggle/toggle, nylon | each
201 | 1 starter | Commercial | Wall Plates & Misc | Panel filler plate | each
202 | 1 starter | Both | Wall Plates & Misc | Weatherproof in-use cover, 2-gang | each
203 | 1 starter | Both | Panels | 100A cartridge fuse | each
204 | 1 starter | Residential | Panels | Combination meter-main | each
205 | 1 starter | Both | Panels | 100A fused disconnect, NEMA 1 | each
206 | 1 starter | Residential | Panels | 60A GFCI spa disconnect | each |  |  | All-in-one enclosure with the GFCI breaker built in.
207 | 1 starter | Both | Panels | 200A main panel | each
208 | 1 starter | Residential | Panels | 100A main panel, 24-space | each
209 | 1 starter | Both | Panels | 60A main panel, 8-space | each
210 | 1 starter | Residential | Panels | 100A main-lug sub-panel, 24-space | each
211 | 1 starter | Both | Panels | 100A meter base | each
212 | 1 starter | Residential | Panels | 320A meter base | each
213 | 1 starter | Residential | Panels | 2" meter hub | each
214 | 1 starter | Residential | Panels | 60A non-fused disconnect, NEMA 1 | each
215 | 1 starter | Commercial | Panels | 60A non-fused disconnect, NEMA 3R | each
216 | 1 starter | Commercial | Panels | 400A panelboard, 3-phase main, 42-space | each |  |  | 208Y/120V, 3-phase 4-wire, with its own main breaker.
217 | 1 starter | Commercial | Panels | 225A panelboard, 3-phase main-lug, 42-space | each |  |  | 208Y/120V, 3-phase 4-wire. Main-lug only: fed from an upstream breaker.
218 | 1 starter | Residential | Breakers | 15A 1-Pole breaker | each
219 | 1 starter | Residential | Breakers | 20A 1-Pole AFCI breaker | each
220 | 1 starter | Residential | Breakers | 20A 1-Pole GFCI breaker | each
221 | 1 starter | Residential | Breakers | 40A 2-Pole breaker | each
222 | 1 starter | Commercial | Breakers | Shunt-trip breaker, 2-Pole | each
223 | 1 starter | Residential | Breakers | 20A 2-Pole GFCI breaker | each
224 | 1 starter | Residential | Breakers | 50A 2-Pole GFCI breaker | each
225 | 1 starter | Commercial | Breakers | 70A 3-Pole breaker | each
226 | 1 starter | Commercial | Breakers | 100A 3-Pole breaker | each
227 | 1 starter | Residential | Breakers | Breaker lock-off | each
228 | 1 starter | Both | Lighting Hardware | 2" canless wafer LED downlight | each
229 | 1 starter | Both | Lighting Hardware | 4" canless wafer LED downlight | each
230 | 1 starter | Both | Lighting Hardware | 6" canless wafer LED downlight | each
231 | 1 starter | Both | Lighting Hardware | 8" canless wafer LED downlight | each
232 | 1 starter | Residential | Lighting Hardware | Chandelier | each
233 | 1 starter | Commercial | Lighting Hardware | Concrete pole base | each
234 | 1 starter | Commercial | Lighting Hardware | Emergency battery backup pack | each |  |  | Goes inside a fixture: an LED emergency driver for LED troffers and strips, or an emergency ballast for fluorescent.
235 | 1 starter | Commercial | Lighting Hardware | Emergency light remote head | each
236 | 1 starter | Commercial | Lighting Hardware | Exit sign | each
237 | 1 starter | Both | Lighting Hardware | Fixture mounting bracket | each
238 | 1 starter | Residential | Lighting Hardware | Landscape hub connector | each
239 | 1 starter | Commercial | Lighting Hardware | LED area light | each
240 | 1 starter | Commercial | Lighting Hardware | LED corn bulb, E39 | each
241 | 1 starter | Residential | Lighting Hardware | LED PAR20 bulb | each
242 | 1 starter | Residential | Lighting Hardware | LED pendant fixture | each
243 | 1 starter | Both | Lighting Hardware | LED security light, motion-activated, 2-head | each
244 | 1 starter | Commercial | Lighting Hardware | 4 ft LED strip fixture | each
245 | 1 starter | Commercial | Lighting Hardware | 8 ft LED strip fixture | each
246 | 1 starter | Commercial | Lighting Hardware | 4 ft LED T8 tube, ballast bypass | each
247 | 1 starter | Commercial | Lighting Hardware | 8 ft LED T8 tube, ballast bypass, HO | each
248 | 1 starter | Commercial | Lighting Hardware | 8 ft LED T8 tube, ballast bypass, single-pin | each
249 | 1 starter | Commercial | Lighting Hardware | 4 ft LED T8 tube, ballast compatible | each
250 | 1 starter | Commercial | Lighting Hardware | 1x4 LED troffer | each
251 | 1 starter | Commercial | Lighting Hardware | 2x2 LED troffer | each
252 | 1 starter | Commercial | Lighting Hardware | LED troffer retrofit kit | each
253 | 1 starter | Commercial | Lighting Hardware | 4 ft LED wraparound | each
254 | 1 starter | Commercial | Lighting Hardware | 20 ft light pole | each
255 | 1 starter | Commercial | Lighting Hardware | 8 ft lighting track | each |  |  | The rail only — heads are a separate item.
256 | 1 starter | Commercial | Lighting Hardware | Non-shunted lampholder | each
257 | 1 starter | Commercial | Lighting Hardware | Pole anchor bolt kit | each
258 | 1 starter | Commercial | Lighting Hardware | Pole base cover | each
259 | 1 starter | Commercial | Lighting Hardware | Pole base grout | each
260 | 1 starter | Commercial | Lighting Hardware | Pole handhole cover | each
261 | 1 starter | Both | Lighting Hardware | 6" recessed can, new construction IC | each
262 | 1 starter | Both | Lighting Hardware | 4" recessed can, remodel IC | each
263 | 1 starter | Both | Lighting Hardware | 6" recessed can, remodel IC | each
264 | 1 starter | Residential | Lighting Hardware | 4" shower wet-rated trim | each
265 | 1 starter | Both | Lighting Hardware | Surface-mount ceiling fixture | each
266 | 1 starter | Both | Lighting Hardware | Temporary light string, 100 ft | each
267 | 1 starter | Commercial | Lighting Hardware | Track light end feed | each
268 | 1 starter | Commercial | Lighting Hardware | Track light head | each
269 | 1 starter | Residential | Lighting Hardware | 24" under-cabinet light bar | each |  |  | Rigid bar fixture, sold per unit.
270 | 1 starter | Residential | Lighting Hardware | Vanity light, 3-light | each
271 | 1 starter | Commercial | Lighting Hardware | 4 ft vapor tight fixture | each
272 | 1 starter | Residential | Grounding & Bonding | Ground bar kit | each
273 | 1 starter | Commercial | Grounding & Bonding | Ground lug, compression | each
274 | 1 starter | Commercial | Life Safety | Detector base | each
275 | 1 starter | Commercial | Life Safety | Detector relay module | each
276 | 1 starter | Commercial | Life Safety | Duct smoke detector | each
277 | 1 starter | Commercial | Life Safety | Fire alarm horn/strobe | each
278 | 1 starter | Commercial | Life Safety | Fire alarm pull station | each
279 | 1 starter | Residential | Life Safety | Hardwired smoke/CO detector | each |  |  | Combination unit. The smoke-only version is a separate item.
280 | 1 starter | Commercial | Life Safety | Rapid-entry key box | each
281 | 1 starter | Commercial | Life Safety | System smoke detector | each |  |  | Fire-alarm panel detector head for a Detector base. Not a 120V house alarm.
282 | 1 starter | Residential | Low Voltage | 300W landscape transformer | each
283 | 1 starter | Commercial | Low Voltage | Cat6 patch cord, 3 ft | each
284 | 1 starter | Commercial | Low Voltage | Cat6 patch panel | each
285 | 1 starter | Both | Low Voltage | Cat6 RJ45 end | each
286 | 1 starter | Residential | Low Voltage | Coax F connector | each
287 | 1 starter | Residential | Low Voltage | Coax wall plate | each
288 | 1 starter | Commercial | Low Voltage | 18/3 control wire Copper | 100 ft |  |  | Class 2. Runs from a low-voltage sensor to its power pack.
289 | 1 starter | Both | Low Voltage | 18/5 control wire Copper | 100 ft
290 | 1 starter | Residential | Low Voltage | Doorbell button | each
291 | 1 starter | Residential | Low Voltage | Doorbell chime, wired | each
292 | 1 starter | Commercial | Low Voltage | Horizontal cable manager | each
293 | 1 starter | Residential | Low Voltage | In-ceiling speaker | each
294 | 1 starter | Residential | Low Voltage | Landscape light fixture | each
295 | 1 starter | Residential | Low Voltage | Landscape lighting cable Copper | 100 ft
296 | 1 starter | Commercial | Low Voltage | Network rack, wall mount | each
297 | 1 starter | Residential | Low Voltage | RG6 coax cable Copper | 100 ft
298 | 1 starter | Both | Low Voltage | Security camera, dome | each
299 | 1 starter | Residential | Low Voltage | 16/2 speaker wire Copper | 100 ft
300 | 1 starter | Residential | Low Voltage | Structured media enclosure | each
301 | 1 starter | Residential | Low Voltage | Video doorbell | each
302 | 1 starter | Residential | Low Voltage | Video doorbell chime kit | each
303 | 1 starter | Commercial | Connectors & Terminations | 2/0-4/0 AWG crimp lug | each |  |  | Sized by the conductor range it accepts, not by a single gauge.
304 | 1 starter | Residential | Connectors & Terminations | 2" SE cable connector | each |  |  | For SER/SEU into a box or meter base. Check the cable's diameter against the connector's range.
305 | 1 starter | Commercial | Strut & Supports | 1/2" all-thread rod, 10 ft | each
306 | 1 starter | Commercial | Strut & Supports | 3/8" flat washer | each
307 | 1 starter | Commercial | Strut & Supports | Grid box bracket | each
308 | 1 starter | Commercial | Strut & Supports | 3/8" hex nut | each
309 | 1 starter | Both | Strut & Supports | Temporary pole, 6x6 post | each
310 | 1 starter | Commercial | Fasteners & Anchors | J-hook | each
311 | 1 starter | Residential | Equipment & Appliances | Attic fan | each
312 | 1 starter | Residential | Equipment & Appliances | Attic fan thermostat | each
313 | 1 starter | Residential | Equipment & Appliances | Baseboard heater | each
314 | 1 starter | Residential | Equipment & Appliances | Baseboard heater thermostat | each
315 | 1 starter | Residential | Equipment & Appliances | Bath exhaust fan, 80 CFM | each
316 | 1 starter | Residential | Equipment & Appliances | Bath exhaust fan, light combo | each
317 | 1 starter | Residential | Equipment & Appliances | Dishwasher whip | each
318 | 1 starter | Residential | Equipment & Appliances | Dryer cord, 4-wire | each
319 | 1 starter | Residential | Equipment & Appliances | 48A EV charger | each
320 | 1 starter | Residential | Equipment & Appliances | Garbage disposal cord | each
321 | 1 starter | Residential | Equipment & Appliances | Generator battery charger | each
322 | 1 starter | Residential | Equipment & Appliances | 30A generator cord | each
323 | 1 starter | Residential | Equipment & Appliances | 50A generator cord | each
324 | 1 starter | Residential | Equipment & Appliances | Generator pad | each
325 | 1 starter | Residential | Equipment & Appliances | Humidity sensor switch | each
326 | 1 starter | Residential | Equipment & Appliances | 30A power inlet box | each
327 | 1 starter | Residential | Equipment & Appliances | 50A power inlet box | each
328 | 1 starter | Residential | Equipment & Appliances | Range cord, 4-wire | each
329 | 1 starter | Residential | Equipment & Appliances | Range hood fan | each
330 | 1 starter | Residential | Equipment & Appliances | 4" roof vent cap | each
331 | 1 starter | Residential | Equipment & Appliances | Submersible pump splice kit | each
332 | 1 starter | Commercial | Equipment & Appliances | Unit heater | each
333 | 1 starter | Residential | Equipment & Appliances | 4" wall vent cap | each
334 | 1 starter | Residential | Equipment & Appliances | Well pump control box | each
335 | 1 starter | Residential | Equipment & Appliances | Well pump pressure switch | each
336 | 1 starter | Residential | Equipment & Appliances | Whole-house surge protector | each
337 | 1 starter | Residential | Distribution Equipment | Automatic transfer switch | each |  |  | Generic placeholder — size and price it per the job's schedule.
338 | 1 starter | Commercial | Distribution Equipment | 45 kVA dry-type transformer, 480V-208Y/120V 3-phase | each
339 | 1 starter | Commercial | Distribution Equipment | Equipment shut-off relay | each
340 | 1 starter | Commercial | Distribution Equipment | Furniture feed connector | each
341 | 1 starter | Commercial | Distribution Equipment | Hood suppression micro-switch | each
342 | 1 starter | Commercial | Distribution Equipment | Lighting contactor | each |  |  | Generic placeholder — size and price it per the job's schedule.
343 | 1 starter | Commercial | Distribution Equipment | Modular furniture whip, 6 ft | each
344 | 1 starter | Commercial | Distribution Equipment | Motor starter, size 1 | each
345 | 1 starter | Commercial | Distribution Equipment | Poke-through device, 2-service | each
346 | 1 starter | Commercial | Distribution Equipment | Power pole fitting kit | each
347 | 1 starter | Commercial | Distribution Equipment | Surge protective device | each |  |  | Generic placeholder — size and price it per the job's schedule.
348 | 1 starter | Commercial | Distribution Equipment | Tele-power pole, 10 ft | each
349 | 1 starter | Commercial | Distribution Equipment | Time clock | each |  |  | Generic placeholder — size and price it per the job's schedule.
350 | 1 starter | Commercial | Distribution Equipment | Variable frequency drive | each
351 | 1 starter | Both | Consumables | Duct seal | each
352 | 1 starter | Both | Consumables | Firestop caulk | each
353 |  | Both | Wire & Cable | #6 bare solid Copper | 100 ft
354 |  | Not in an assembly | Wire & Cable | #8 bare stranded Copper | 100 ft
355 |  | Not in an assembly | Wire & Cable | #2 bare stranded Copper | 100 ft
356 |  | Not in an assembly | Wire & Cable | 1/0 bare stranded Copper | 100 ft
357 |  | Not in an assembly | Wire & Cable | 2/0 bare stranded Copper | 100 ft
358 |  | Not in an assembly | Wire & Cable | 16/2 fire alarm cable Copper | 100 ft
359 |  | Not in an assembly | Wire & Cable | #18 fixture wire Copper | 100 ft
360 |  | Not in an assembly | Wire & Cable | #16 fixture wire Copper | 100 ft
361 |  | Not in an assembly | Wire & Cable | 14/2 MC cable Copper | 100 ft
362 |  | Not in an assembly | Wire & Cable | 14/3 MC cable Copper | 100 ft
363 |  | Not in an assembly | Wire & Cable | 14/4 MC cable Copper | 100 ft |  |  | Four conductors and a ground: three phases and a shared neutral, or two circuits.
364 |  | Not in an assembly | Wire & Cable | 12/4 MC cable Copper | 100 ft |  |  | Four conductors and a ground: three phases and a shared neutral, or two circuits.
365 |  | Not in an assembly | Wire & Cable | 10/4 MC cable Copper | 100 ft
366 |  | Not in an assembly | Wire & Cable | 8/2 MC cable Copper | 100 ft
367 |  | Not in an assembly | Wire & Cable | 8/3 MC cable Copper | 100 ft
368 |  | Not in an assembly | Wire & Cable | 8/4 MC cable Copper | 100 ft
369 |  | Not in an assembly | Wire & Cable | 6/2 MC cable Copper | 100 ft
370 |  | Not in an assembly | Wire & Cable | 6/3 MC cable Copper | 100 ft
371 |  | Not in an assembly | Wire & Cable | 6/4 MC cable Copper | 100 ft
372 |  | Not in an assembly | Wire & Cable | 4/2 MC cable Copper | 100 ft
373 |  | Not in an assembly | Wire & Cable | 4/3 MC cable Copper | 100 ft
374 |  | Not in an assembly | Wire & Cable | #3 3-conductor MC cable Copper | 100 ft
375 |  | Not in an assembly | Wire & Cable | #3 4-conductor MC cable Copper | 100 ft
376 |  | Not in an assembly | Wire & Cable | 2/2 MC cable Copper | 100 ft
377 |  | Not in an assembly | Wire & Cable | 2/3 MC cable Copper | 100 ft
378 |  | Not in an assembly | Wire & Cable | 12/2 MC cable with 16/2 dimming pair (0-10V) Copper | 100 ft |  |  | Two conductors and a ground, plus a 16/2 pair for 0-10V dimming.
379 |  | Not in an assembly | Wire & Cable | 12/2 MC-AP cable Copper | 100 ft |  |  | Aluminum armor with a bonding wire in place of a green ground.
380 |  | Not in an assembly | Wire & Cable | 8/3 NM-B Copper | 100 ft
381 |  | Residential | Wire & Cable | 6/2 NM-B Copper | 100 ft
382 |  | Not in an assembly | Wire & Cable | 4-4-4-6 SER Aluminum | 100 ft |  |  | Aluminum — priced on its own commodity curve, independent of copper. Re-check before bidding.
383 |  | Not in an assembly | Wire & Cable | 2-2-2-4 SER Aluminum | 100 ft |  |  | Aluminum — priced on its own commodity curve, independent of copper. Re-check before bidding.
384 |  | Not in an assembly | Wire & Cable | 1/0-1/0-1/0-2 SER Aluminum | 100 ft |  |  | Aluminum — priced on its own commodity curve, independent of copper. Re-check before bidding.
385 |  | Not in an assembly | Wire & Cable | 2/0-2/0-2/0-1 SER Aluminum | 100 ft |  |  | Aluminum — priced on its own commodity curve, independent of copper. Re-check before bidding.
386 |  | Not in an assembly | Wire & Cable | 3/0-3/0-3/0-1/0 SER Aluminum | 100 ft |  |  | Aluminum — priced on its own commodity curve, independent of copper. Re-check before bidding.
387 |  | Not in an assembly | Wire & Cable | 4/0-4/0-2/0 SER Aluminum | 100 ft |  |  | Three conductors — the standard single-phase 200A residential service conductor set. Aluminum — priced on its own commodity curve, independent of copper. Re-check before bidding.
388 |  | Not in an assembly | Wire & Cable | 250-250-250 SER Aluminum | 100 ft |  |  | Aluminum — priced on its own commodity curve, independent of copper. Re-check before bidding.
389 |  | Not in an assembly | Wire & Cable | 8-8-8-8 SER Copper | 100 ft
390 |  | Not in an assembly | Wire & Cable | 6-6-6-6 SER Copper | 100 ft
391 |  | Not in an assembly | Wire & Cable | 4-4-4-6 SER Copper | 100 ft
392 |  | Not in an assembly | Wire & Cable | 2-2-2-4 SER Copper | 100 ft
393 |  | Not in an assembly | Wire & Cable | 1-1-1-3 SER Copper | 100 ft
394 |  | Not in an assembly | Wire & Cable | 4-4-6 SEU Aluminum | 100 ft |  |  | Aluminum — priced on its own commodity curve, independent of copper. Re-check before bidding.
395 |  | Not in an assembly | Wire & Cable | 2-2-4 SEU Aluminum | 100 ft |  |  | Aluminum — priced on its own commodity curve, independent of copper. Re-check before bidding.
396 |  | Not in an assembly | Wire & Cable | 18/2 shielded fire alarm cable, FPLP Copper | 100 ft
397 |  | Not in an assembly | Wire & Cable | 14/3 SJOOW cord Copper | 100 ft
398 |  | Not in an assembly | Wire & Cable | 12/3 SOOW cord Copper | 100 ft
399 |  | Not in an assembly | Wire & Cable | 10/3 SOOW cord Copper | 100 ft
400 |  | Not in an assembly | Wire & Cable | #4 THHN Copper | 100 ft
401 |  | Not in an assembly | Wire & Cable | #3 THHN Copper | 100 ft
402 |  | Not in an assembly | Wire & Cable | #2 THHN Copper | 100 ft
403 |  | Not in an assembly | Wire & Cable | #1 THHN Copper | 100 ft
404 |  | Not in an assembly | Wire & Cable | 1/0 THHN Copper | 100 ft
405 |  | Not in an assembly | Wire & Cable | 2/0 THHN Copper | 100 ft
406 |  | Not in an assembly | Wire & Cable | 3/0 THHN Copper | 100 ft
407 |  | Not in an assembly | Wire & Cable | 4/0 THHN Copper | 100 ft
408 |  | Not in an assembly | Wire & Cable | 250 kcmil THHN Copper | 100 ft
409 |  | Not in an assembly | Wire & Cable | 300 kcmil THHN Copper | 100 ft
410 |  | Not in an assembly | Wire & Cable | 350 kcmil THHN Copper | 100 ft
411 |  | Not in an assembly | Wire & Cable | 400 kcmil THHN Copper | 100 ft
412 |  | Not in an assembly | Wire & Cable | 500 kcmil THHN Copper | 100 ft
413 |  | Not in an assembly | Wire & Cable | #14 THHN stranded Copper | 100 ft |  |  | Stranded. The solid version is a separate item.
414 |  | Not in an assembly | Wire & Cable | #12 THHN stranded Copper | 100 ft |  |  | Stranded. The solid version is a separate item.
415 |  | Not in an assembly | Wire & Cable | #10 THHN stranded Copper | 100 ft |  |  | Stranded. The solid version is a separate item.
416 |  | Not in an assembly | Wire & Cable | 12/3 tray cable Copper | 100 ft
417 |  | Not in an assembly | Wire & Cable | 14/2 UF-B Copper | 100 ft
418 |  | Residential | Wire & Cable | 12/3 UF-B Copper | 100 ft
419 |  | Not in an assembly | Wire & Cable | 10/2 UF-B Copper | 100 ft
420 |  | Residential | Wire & Cable | 10/3 UF-B Copper | 100 ft
421 |  | Not in an assembly | Wire & Cable | 8/2 UF-B Copper | 100 ft
422 |  | Not in an assembly | Wire & Cable | 1/0 URD triplex Aluminum | 100 ft |  |  | Aluminum — priced on its own commodity curve, independent of copper. Re-check before bidding.
423 |  | Not in an assembly | Wire & Cable | 4/0 USE-2 Aluminum | 100 ft |  |  | Aluminum — priced on its own commodity curve, independent of copper. Re-check before bidding.
424 |  | Not in an assembly | Wire & Cable | #8 XHHW Aluminum | 100 ft |  |  | Aluminum — priced on its own commodity curve, independent of copper. Re-check before bidding.
425 |  | Not in an assembly | Wire & Cable | #6 XHHW Aluminum | 100 ft |  |  | Aluminum — priced on its own commodity curve, independent of copper. Re-check before bidding.
426 |  | Not in an assembly | Wire & Cable | #4 XHHW Aluminum | 100 ft |  |  | Aluminum — priced on its own commodity curve, independent of copper. Re-check before bidding.
427 |  | Not in an assembly | Wire & Cable | #3 XHHW Aluminum | 100 ft |  |  | Aluminum — priced on its own commodity curve, independent of copper. Re-check before bidding.
428 |  | Not in an assembly | Wire & Cable | #2 XHHW Aluminum | 100 ft |  |  | Aluminum — priced on its own commodity curve, independent of copper. Re-check before bidding.
429 |  | Not in an assembly | Wire & Cable | #1 XHHW Aluminum | 100 ft |  |  | Aluminum — priced on its own commodity curve, independent of copper. Re-check before bidding.
430 |  | Not in an assembly | Wire & Cable | 1/0 XHHW Aluminum | 100 ft |  |  | Aluminum — priced on its own commodity curve, independent of copper. Re-check before bidding.
431 |  | Not in an assembly | Wire & Cable | 3/0 XHHW Aluminum | 100 ft |  |  | Aluminum — priced on its own commodity curve, independent of copper. Re-check before bidding.
432 |  | Not in an assembly | Wire & Cable | 250 kcmil XHHW Aluminum | 100 ft |  |  | Aluminum — priced on its own commodity curve, independent of copper. Re-check before bidding.
433 |  | Not in an assembly | Wire & Cable | 300 kcmil XHHW Aluminum | 100 ft |  |  | Aluminum — priced on its own commodity curve, independent of copper. Re-check before bidding.
434 |  | Not in an assembly | Wire & Cable | 350 kcmil XHHW Aluminum | 100 ft |  |  | Aluminum — priced on its own commodity curve, independent of copper. Re-check before bidding.
435 |  | Not in an assembly | Wire & Cable | 400 kcmil XHHW Aluminum | 100 ft |  |  | Aluminum — priced on its own commodity curve, independent of copper. Re-check before bidding.
436 |  | Not in an assembly | Wire & Cable | 500 kcmil XHHW Aluminum | 100 ft |  |  | Aluminum — priced on its own commodity curve, independent of copper. Re-check before bidding.
437 |  | Not in an assembly | Conduit | 1" EMT | 100 ft
438 |  | Not in an assembly | Conduit | 1-1/4" EMT | 100 ft
439 |  | Not in an assembly | Conduit | 1-1/2" EMT | 100 ft
440 |  | Not in an assembly | Conduit | 2" EMT | 100 ft
441 |  | Not in an assembly | Conduit | 2-1/2" EMT | 100 ft
442 |  | Not in an assembly | Conduit | 3" EMT | 100 ft
443 |  | Not in an assembly | Conduit | 4" EMT | 100 ft
444 |  | Not in an assembly | Conduit | 1/2" PVC Sch 80 | 100 ft
445 |  | Not in an assembly | Conduit | 3/4" PVC Sch 80 | 100 ft
446 |  | Not in an assembly | Conduit | 1" PVC Sch 80 | 100 ft
447 |  | Not in an assembly | Conduit | 1-1/4" PVC Sch 80 | 100 ft
448 |  | Not in an assembly | Conduit | 1-1/2" PVC Sch 80 | 100 ft
449 |  | Not in an assembly | Conduit | 2" PVC Sch 80 | 100 ft
450 |  | Not in an assembly | Conduit | 2-1/2" PVC Sch 80 | 100 ft
451 |  | Not in an assembly | Conduit | 3" PVC Sch 80 | 100 ft
452 |  | Not in an assembly | Conduit | 4" PVC Sch 80 | 100 ft
453 |  | Not in an assembly | Conduit | 1/2" rigid conduit | 100 ft
454 |  | Not in an assembly | Conduit | 3/4" rigid conduit | 100 ft
455 |  | Not in an assembly | Conduit | 1" rigid conduit | 100 ft
456 |  | Not in an assembly | Conduit | 1-1/4" rigid conduit | 100 ft
457 |  | Not in an assembly | Conduit | 1-1/2" rigid conduit | 100 ft
458 |  | Not in an assembly | Conduit | 2-1/2" rigid conduit | 100 ft
459 |  | Not in an assembly | Conduit | 3" rigid conduit | 100 ft
460 |  | Not in an assembly | Conduit | 4" rigid conduit | 100 ft
461 |  | Not in an assembly | Conduit | 1" liquidtight flexible conduit | 100 ft
462 |  | Not in an assembly | Conduit | 1-1/4" liquidtight flexible conduit | 100 ft
463 |  | Both | Conduit | 1/2" nonmetallic liquidtight conduit (LFNC) | 100 ft
464 |  | Both | Conduit | 3/4" nonmetallic liquidtight conduit (LFNC) | 100 ft
465 |  | Not in an assembly | Conduit | 3/4" flexible metal conduit | 100 ft
466 |  | Not in an assembly | Conduit | 1" flexible metal conduit | 100 ft
467 |  | Not in an assembly | Conduit | 3/8" FMC (reduced wall) | 100 ft
468 |  | Not in an assembly | Conduit Fittings | 1/2" EMT 45-degree elbow | each
469 |  | Not in an assembly | Conduit Fittings | 3/4" EMT 45-degree elbow | each
470 |  | Not in an assembly | Conduit Fittings | 1" EMT 45-degree elbow | each
471 |  | Not in an assembly | Conduit Fittings | 1-1/4" EMT 45-degree elbow | each
472 |  | Not in an assembly | Conduit Fittings | 1-1/2" EMT 45-degree elbow | each
473 |  | Not in an assembly | Conduit Fittings | 2" EMT 45-degree elbow | each
474 |  | Not in an assembly | Conduit Fittings | 2-1/2" EMT 45-degree elbow | each
475 |  | Not in an assembly | Conduit Fittings | 3" EMT 45-degree elbow | each
476 |  | Not in an assembly | Conduit Fittings | 4" EMT 45-degree elbow | each
477 |  | Not in an assembly | Conduit Fittings | 1/2" EMT 90-degree elbow | each
478 |  | Not in an assembly | Conduit Fittings | 3/4" EMT 90-degree elbow | each
479 |  | Not in an assembly | Conduit Fittings | 1" EMT 90-degree elbow | each
480 |  | Not in an assembly | Conduit Fittings | 1-1/4" EMT 90-degree elbow | each
481 |  | Not in an assembly | Conduit Fittings | 1-1/2" EMT 90-degree elbow | each
482 |  | Not in an assembly | Conduit Fittings | 2" EMT 90-degree elbow | each
483 |  | Not in an assembly | Conduit Fittings | 2-1/2" EMT 90-degree elbow | each
484 |  | Not in an assembly | Conduit Fittings | 3" EMT 90-degree elbow | each
485 |  | Not in an assembly | Conduit Fittings | 4" EMT 90-degree elbow | each
486 |  | Not in an assembly | Conduit Fittings | 1/2" EMT C conduit body | each |  |  | Priced with its cover and gasket.
487 |  | Not in an assembly | Conduit Fittings | 3/4" EMT C conduit body | each |  |  | Priced with its cover and gasket.
488 |  | Not in an assembly | Conduit Fittings | 1" EMT C conduit body | each |  |  | Priced with its cover and gasket.
489 |  | Not in an assembly | Conduit Fittings | 1-1/4" EMT C conduit body | each |  |  | Priced with its cover and gasket.
490 |  | Not in an assembly | Conduit Fittings | 1-1/2" EMT C conduit body | each |  |  | Priced with its cover and gasket.
491 |  | Not in an assembly | Conduit Fittings | 2" EMT C conduit body | each |  |  | Priced with its cover and gasket.
492 |  | Not in an assembly | Conduit Fittings | 2-1/2" EMT C conduit body | each |  |  | Priced with its cover and gasket.
493 |  | Not in an assembly | Conduit Fittings | 3" EMT C conduit body | each |  |  | Priced with its cover and gasket.
494 |  | Not in an assembly | Conduit Fittings | 4" EMT C conduit body | each |  |  | Priced with its cover and gasket.
495 |  | Not in an assembly | Conduit Fittings | 1/2" EMT compression connector | each
496 |  | Not in an assembly | Conduit Fittings | 3/4" EMT compression connector | each
497 |  | Not in an assembly | Conduit Fittings | 1" EMT compression connector | each
498 |  | Not in an assembly | Conduit Fittings | 1-1/4" EMT compression connector | each
499 |  | Not in an assembly | Conduit Fittings | 1-1/2" EMT compression connector | each
500 |  | Not in an assembly | Conduit Fittings | 2" EMT compression connector | each
501 |  | Not in an assembly | Conduit Fittings | 2-1/2" EMT compression connector | each
502 |  | Not in an assembly | Conduit Fittings | 3" EMT compression connector | each
503 |  | Not in an assembly | Conduit Fittings | 4" EMT compression connector | each
504 |  | Not in an assembly | Conduit Fittings | 1/2" EMT compression coupling | each
505 |  | Not in an assembly | Conduit Fittings | 3/4" EMT compression coupling | each
506 |  | Not in an assembly | Conduit Fittings | 1" EMT compression coupling | each
507 |  | Not in an assembly | Conduit Fittings | 1-1/4" EMT compression coupling | each
508 |  | Not in an assembly | Conduit Fittings | 1-1/2" EMT compression coupling | each
509 |  | Not in an assembly | Conduit Fittings | 2" EMT compression coupling | each
510 |  | Not in an assembly | Conduit Fittings | 2-1/2" EMT compression coupling | each
511 |  | Not in an assembly | Conduit Fittings | 3" EMT compression coupling | each
512 |  | Not in an assembly | Conduit Fittings | 4" EMT compression coupling | each
513 |  | Not in an assembly | Conduit Fittings | 1/2" EMT insulated set-screw connector | each
514 |  | Not in an assembly | Conduit Fittings | 1/2" EMT LB conduit body | each |  |  | Priced with its cover and gasket.
515 |  | Not in an assembly | Conduit Fittings | 3/4" EMT LB conduit body | each |  |  | Priced with its cover and gasket.
516 |  | Not in an assembly | Conduit Fittings | 1" EMT LB conduit body | each |  |  | Priced with its cover and gasket.
517 |  | Not in an assembly | Conduit Fittings | 1-1/4" EMT LB conduit body | each |  |  | Priced with its cover and gasket.
518 |  | Not in an assembly | Conduit Fittings | 1-1/2" EMT LB conduit body | each |  |  | Priced with its cover and gasket.
519 |  | Not in an assembly | Conduit Fittings | 2" EMT LB conduit body | each |  |  | Priced with its cover and gasket.
520 |  | Not in an assembly | Conduit Fittings | 2-1/2" EMT LB conduit body | each |  |  | Priced with its cover and gasket.
521 |  | Not in an assembly | Conduit Fittings | 3" EMT LB conduit body | each |  |  | Priced with its cover and gasket.
522 |  | Not in an assembly | Conduit Fittings | 4" EMT LB conduit body | each |  |  | Priced with its cover and gasket.
523 |  | Not in an assembly | Conduit Fittings | 1/2" EMT LL conduit body | each |  |  | Priced with its cover and gasket.
524 |  | Not in an assembly | Conduit Fittings | 3/4" EMT LL conduit body | each |  |  | Priced with its cover and gasket.
525 |  | Not in an assembly | Conduit Fittings | 1" EMT LL conduit body | each |  |  | Priced with its cover and gasket.
526 |  | Not in an assembly | Conduit Fittings | 1-1/4" EMT LL conduit body | each |  |  | Priced with its cover and gasket.
527 |  | Not in an assembly | Conduit Fittings | 1-1/2" EMT LL conduit body | each |  |  | Priced with its cover and gasket.
528 |  | Not in an assembly | Conduit Fittings | 2" EMT LL conduit body | each |  |  | Priced with its cover and gasket.
529 |  | Not in an assembly | Conduit Fittings | 2-1/2" EMT LL conduit body | each |  |  | Priced with its cover and gasket.
530 |  | Not in an assembly | Conduit Fittings | 3" EMT LL conduit body | each |  |  | Priced with its cover and gasket.
531 |  | Not in an assembly | Conduit Fittings | 4" EMT LL conduit body | each |  |  | Priced with its cover and gasket.
532 |  | Not in an assembly | Conduit Fittings | 1/2" EMT LR conduit body | each |  |  | Priced with its cover and gasket.
533 |  | Not in an assembly | Conduit Fittings | 3/4" EMT LR conduit body | each |  |  | Priced with its cover and gasket.
534 |  | Not in an assembly | Conduit Fittings | 1" EMT LR conduit body | each |  |  | Priced with its cover and gasket.
535 |  | Not in an assembly | Conduit Fittings | 1-1/4" EMT LR conduit body | each |  |  | Priced with its cover and gasket.
536 |  | Not in an assembly | Conduit Fittings | 1-1/2" EMT LR conduit body | each |  |  | Priced with its cover and gasket.
537 |  | Not in an assembly | Conduit Fittings | 2" EMT LR conduit body | each |  |  | Priced with its cover and gasket.
538 |  | Not in an assembly | Conduit Fittings | 2-1/2" EMT LR conduit body | each |  |  | Priced with its cover and gasket.
539 |  | Not in an assembly | Conduit Fittings | 3" EMT LR conduit body | each |  |  | Priced with its cover and gasket.
540 |  | Not in an assembly | Conduit Fittings | 4" EMT LR conduit body | each |  |  | Priced with its cover and gasket.
541 |  | Not in an assembly | Conduit Fittings | 1/2" EMT offset connector | each
542 |  | Not in an assembly | Conduit Fittings | 1/2" EMT one-hole strap | each
543 |  | Not in an assembly | Conduit Fittings | 3/4" EMT one-hole strap | each
544 |  | Not in an assembly | Conduit Fittings | 1" EMT one-hole strap | each
545 |  | Not in an assembly | Conduit Fittings | 1-1/4" EMT one-hole strap | each
546 |  | Not in an assembly | Conduit Fittings | 1-1/2" EMT one-hole strap | each
547 |  | Not in an assembly | Conduit Fittings | 2" EMT one-hole strap | each
548 |  | Not in an assembly | Conduit Fittings | 2-1/2" EMT one-hole strap | each
549 |  | Not in an assembly | Conduit Fittings | 3" EMT one-hole strap | each
550 |  | Not in an assembly | Conduit Fittings | 4" EMT one-hole strap | each
551 |  | Not in an assembly | Conduit Fittings | 1" EMT raintight connector | each
552 |  | Not in an assembly | Conduit Fittings | 1-1/4" EMT raintight connector | each
553 |  | Not in an assembly | Conduit Fittings | 1-1/2" EMT raintight connector | each
554 |  | Not in an assembly | Conduit Fittings | 2" EMT raintight connector | each
555 |  | Not in an assembly | Conduit Fittings | 2-1/2" EMT raintight connector | each
556 |  | Not in an assembly | Conduit Fittings | 3" EMT raintight connector | each
557 |  | Not in an assembly | Conduit Fittings | 4" EMT raintight connector | each
558 |  | Not in an assembly | Conduit Fittings | 1/2" EMT raintight coupling | each
559 |  | Not in an assembly | Conduit Fittings | 3/4" EMT raintight coupling | each
560 |  | Not in an assembly | Conduit Fittings | 1" EMT raintight coupling | each
561 |  | Not in an assembly | Conduit Fittings | 1-1/4" EMT raintight coupling | each
562 |  | Not in an assembly | Conduit Fittings | 1-1/2" EMT raintight coupling | each
563 |  | Not in an assembly | Conduit Fittings | 2" EMT raintight coupling | each
564 |  | Not in an assembly | Conduit Fittings | 2-1/2" EMT raintight coupling | each
565 |  | Not in an assembly | Conduit Fittings | 3" EMT raintight coupling | each
566 |  | Not in an assembly | Conduit Fittings | 4" EMT raintight coupling | each
567 |  | Not in an assembly | Conduit Fittings | 1/2" EMT set-screw connector | each
568 |  | Not in an assembly | Conduit Fittings | 3/4" EMT set-screw connector | each
569 |  | Not in an assembly | Conduit Fittings | 1" EMT set-screw connector | each
570 |  | Not in an assembly | Conduit Fittings | 1-1/4" EMT set-screw connector | each
571 |  | Not in an assembly | Conduit Fittings | 1-1/2" EMT set-screw connector | each
572 |  | Not in an assembly | Conduit Fittings | 2" EMT set-screw connector | each
573 |  | Not in an assembly | Conduit Fittings | 2-1/2" EMT set-screw connector | each
574 |  | Not in an assembly | Conduit Fittings | 3" EMT set-screw connector | each
575 |  | Not in an assembly | Conduit Fittings | 4" EMT set-screw connector | each
576 |  | Not in an assembly | Conduit Fittings | 1/2" EMT set-screw coupling | each
577 |  | Not in an assembly | Conduit Fittings | 3/4" EMT set-screw coupling | each
578 |  | Not in an assembly | Conduit Fittings | 1" EMT set-screw coupling | each
579 |  | Not in an assembly | Conduit Fittings | 1-1/4" EMT set-screw coupling | each
580 |  | Not in an assembly | Conduit Fittings | 1-1/2" EMT set-screw coupling | each
581 |  | Not in an assembly | Conduit Fittings | 2" EMT set-screw coupling | each
582 |  | Not in an assembly | Conduit Fittings | 2-1/2" EMT set-screw coupling | each
583 |  | Not in an assembly | Conduit Fittings | 3" EMT set-screw coupling | each
584 |  | Not in an assembly | Conduit Fittings | 4" EMT set-screw coupling | each
585 |  | Not in an assembly | Conduit Fittings | 1/2" EMT T conduit body | each |  |  | Priced with its cover and gasket.
586 |  | Not in an assembly | Conduit Fittings | 3/4" EMT T conduit body | each |  |  | Priced with its cover and gasket.
587 |  | Not in an assembly | Conduit Fittings | 1" EMT T conduit body | each |  |  | Priced with its cover and gasket.
588 |  | Not in an assembly | Conduit Fittings | 1-1/4" EMT T conduit body | each |  |  | Priced with its cover and gasket.
589 |  | Not in an assembly | Conduit Fittings | 1-1/2" EMT T conduit body | each |  |  | Priced with its cover and gasket.
590 |  | Not in an assembly | Conduit Fittings | 2" EMT T conduit body | each |  |  | Priced with its cover and gasket.
591 |  | Not in an assembly | Conduit Fittings | 2-1/2" EMT T conduit body | each |  |  | Priced with its cover and gasket.
592 |  | Not in an assembly | Conduit Fittings | 3" EMT T conduit body | each |  |  | Priced with its cover and gasket.
593 |  | Not in an assembly | Conduit Fittings | 4" EMT T conduit body | each |  |  | Priced with its cover and gasket.
594 |  | Not in an assembly | Conduit Fittings | 1/2" EMT to FMC transition coupling | each
595 |  | Both | Conduit Fittings | 1/2" EMT two-hole strap | each
596 |  | Both | Conduit Fittings | 3/4" EMT two-hole strap | each
597 |  | Both | Conduit Fittings | 1" EMT two-hole strap | each
598 |  | Not in an assembly | Conduit Fittings | 1/2" PVC Sch 40 45-degree elbow | each
599 |  | Not in an assembly | Conduit Fittings | 3/4" PVC Sch 40 45-degree elbow | each
600 |  | Not in an assembly | Conduit Fittings | 1" PVC Sch 40 45-degree elbow | each
601 |  | Not in an assembly | Conduit Fittings | 1-1/4" PVC Sch 40 45-degree elbow | each
602 |  | Not in an assembly | Conduit Fittings | 1-1/2" PVC Sch 40 45-degree elbow | each
603 |  | Not in an assembly | Conduit Fittings | 2" PVC Sch 40 45-degree elbow | each
604 |  | Not in an assembly | Conduit Fittings | 2-1/2" PVC Sch 40 45-degree elbow | each
605 |  | Not in an assembly | Conduit Fittings | 3" PVC Sch 40 45-degree elbow | each
606 |  | Not in an assembly | Conduit Fittings | 4" PVC Sch 40 45-degree elbow | each
607 |  | Not in an assembly | Conduit Fittings | 1" PVC Sch 40 45-degree sweep, 24" radius | each |  |  | Large-radius factory sweep, 24" to the centreline.
608 |  | Not in an assembly | Conduit Fittings | 1-1/4" PVC Sch 40 45-degree sweep, 24" radius | each |  |  | Large-radius factory sweep, 24" to the centreline.
609 |  | Not in an assembly | Conduit Fittings | 1-1/2" PVC Sch 40 45-degree sweep, 24" radius | each |  |  | Large-radius factory sweep, 24" to the centreline.
610 |  | Not in an assembly | Conduit Fittings | 2" PVC Sch 40 45-degree sweep, 24" radius | each |  |  | Large-radius factory sweep, 24" to the centreline.
611 |  | Not in an assembly | Conduit Fittings | 2-1/2" PVC Sch 40 45-degree sweep, 24" radius | each |  |  | Large-radius factory sweep, 24" to the centreline.
612 |  | Not in an assembly | Conduit Fittings | 3" PVC Sch 40 45-degree sweep, 24" radius | each |  |  | Large-radius factory sweep, 24" to the centreline.
613 |  | Not in an assembly | Conduit Fittings | 4" PVC Sch 40 45-degree sweep, 24" radius | each |  |  | Large-radius factory sweep, 24" to the centreline.
614 |  | Not in an assembly | Conduit Fittings | 1" PVC Sch 40 45-degree sweep, 36" radius | each |  |  | Large-radius factory sweep, 36" to the centreline.
615 |  | Not in an assembly | Conduit Fittings | 1-1/4" PVC Sch 40 45-degree sweep, 36" radius | each |  |  | Large-radius factory sweep, 36" to the centreline.
616 |  | Not in an assembly | Conduit Fittings | 1-1/2" PVC Sch 40 45-degree sweep, 36" radius | each |  |  | Large-radius factory sweep, 36" to the centreline.
617 |  | Not in an assembly | Conduit Fittings | 2" PVC Sch 40 45-degree sweep, 36" radius | each |  |  | Large-radius factory sweep, 36" to the centreline.
618 |  | Not in an assembly | Conduit Fittings | 2-1/2" PVC Sch 40 45-degree sweep, 36" radius | each |  |  | Large-radius factory sweep, 36" to the centreline.
619 |  | Not in an assembly | Conduit Fittings | 3" PVC Sch 40 45-degree sweep, 36" radius | each |  |  | Large-radius factory sweep, 36" to the centreline.
620 |  | Not in an assembly | Conduit Fittings | 4" PVC Sch 40 45-degree sweep, 36" radius | each |  |  | Large-radius factory sweep, 36" to the centreline.
621 |  | Not in an assembly | Conduit Fittings | 1/2" PVC Sch 40 90-degree elbow | each
622 |  | Not in an assembly | Conduit Fittings | 3/4" PVC Sch 40 90-degree elbow | each
623 |  | Not in an assembly | Conduit Fittings | 1" PVC Sch 40 90-degree elbow | each
624 |  | Not in an assembly | Conduit Fittings | 1-1/4" PVC Sch 40 90-degree elbow | each
625 |  | Not in an assembly | Conduit Fittings | 1-1/2" PVC Sch 40 90-degree elbow | each
626 |  | Not in an assembly | Conduit Fittings | 2-1/2" PVC Sch 40 90-degree elbow | each
627 |  | Not in an assembly | Conduit Fittings | 3" PVC Sch 40 90-degree elbow | each
628 |  | Not in an assembly | Conduit Fittings | 4" PVC Sch 40 90-degree elbow | each
629 |  | Not in an assembly | Conduit Fittings | 1" PVC Sch 40 90-degree sweep, 24" radius | each |  |  | Large-radius factory sweep, 24" to the centreline.
630 |  | Not in an assembly | Conduit Fittings | 1-1/4" PVC Sch 40 90-degree sweep, 24" radius | each |  |  | Large-radius factory sweep, 24" to the centreline.
631 |  | Not in an assembly | Conduit Fittings | 1-1/2" PVC Sch 40 90-degree sweep, 24" radius | each |  |  | Large-radius factory sweep, 24" to the centreline.
632 |  | Not in an assembly | Conduit Fittings | 2" PVC Sch 40 90-degree sweep, 24" radius | each |  |  | Large-radius factory sweep, 24" to the centreline.
633 |  | Not in an assembly | Conduit Fittings | 2-1/2" PVC Sch 40 90-degree sweep, 24" radius | each |  |  | Large-radius factory sweep, 24" to the centreline.
634 |  | Not in an assembly | Conduit Fittings | 3" PVC Sch 40 90-degree sweep, 24" radius | each |  |  | Large-radius factory sweep, 24" to the centreline.
635 |  | Not in an assembly | Conduit Fittings | 4" PVC Sch 40 90-degree sweep, 24" radius | each |  |  | Large-radius factory sweep, 24" to the centreline.
636 |  | Not in an assembly | Conduit Fittings | 1" PVC Sch 40 90-degree sweep, 36" radius | each |  |  | Large-radius factory sweep, 36" to the centreline.
637 |  | Not in an assembly | Conduit Fittings | 1-1/4" PVC Sch 40 90-degree sweep, 36" radius | each |  |  | Large-radius factory sweep, 36" to the centreline.
638 |  | Not in an assembly | Conduit Fittings | 1-1/2" PVC Sch 40 90-degree sweep, 36" radius | each |  |  | Large-radius factory sweep, 36" to the centreline.
639 |  | Not in an assembly | Conduit Fittings | 2" PVC Sch 40 90-degree sweep, 36" radius | each |  |  | Large-radius factory sweep, 36" to the centreline.
640 |  | Not in an assembly | Conduit Fittings | 2-1/2" PVC Sch 40 90-degree sweep, 36" radius | each |  |  | Large-radius factory sweep, 36" to the centreline.
641 |  | Not in an assembly | Conduit Fittings | 3" PVC Sch 40 90-degree sweep, 36" radius | each |  |  | Large-radius factory sweep, 36" to the centreline.
642 |  | Not in an assembly | Conduit Fittings | 4" PVC Sch 40 90-degree sweep, 36" radius | each |  |  | Large-radius factory sweep, 36" to the centreline.
643 |  | Not in an assembly | Conduit Fittings | 1/2" PVC Sch 40 C conduit body | each |  |  | Priced with its cover and gasket.
644 |  | Not in an assembly | Conduit Fittings | 3/4" PVC Sch 40 C conduit body | each |  |  | Priced with its cover and gasket.
645 |  | Not in an assembly | Conduit Fittings | 1" PVC Sch 40 C conduit body | each |  |  | Priced with its cover and gasket.
646 |  | Not in an assembly | Conduit Fittings | 1-1/4" PVC Sch 40 C conduit body | each |  |  | Priced with its cover and gasket.
647 |  | Not in an assembly | Conduit Fittings | 1-1/2" PVC Sch 40 C conduit body | each |  |  | Priced with its cover and gasket.
648 |  | Not in an assembly | Conduit Fittings | 2" PVC Sch 40 C conduit body | each |  |  | Priced with its cover and gasket.
649 |  | Not in an assembly | Conduit Fittings | 2-1/2" PVC Sch 40 C conduit body | each |  |  | Priced with its cover and gasket.
650 |  | Not in an assembly | Conduit Fittings | 3" PVC Sch 40 C conduit body | each |  |  | Priced with its cover and gasket.
651 |  | Not in an assembly | Conduit Fittings | 4" PVC Sch 40 C conduit body | each |  |  | Priced with its cover and gasket.
652 |  | Not in an assembly | Conduit Fittings | 1/2" PVC Sch 40 connector | each
653 |  | Not in an assembly | Conduit Fittings | 3/4" PVC Sch 40 connector | each
654 |  | Not in an assembly | Conduit Fittings | 1-1/4" PVC Sch 40 connector | each
655 |  | Not in an assembly | Conduit Fittings | 1-1/2" PVC Sch 40 connector | each
656 |  | Not in an assembly | Conduit Fittings | 2-1/2" PVC Sch 40 connector | each
657 |  | Not in an assembly | Conduit Fittings | 3" PVC Sch 40 connector | each
658 |  | Not in an assembly | Conduit Fittings | 4" PVC Sch 40 connector | each
659 |  | Not in an assembly | Conduit Fittings | 1/2" PVC Sch 40 coupling | each
660 |  | Not in an assembly | Conduit Fittings | 3/4" PVC Sch 40 coupling | each
661 |  | Not in an assembly | Conduit Fittings | 1" PVC Sch 40 coupling | each
662 |  | Not in an assembly | Conduit Fittings | 1-1/4" PVC Sch 40 coupling | each
663 |  | Not in an assembly | Conduit Fittings | 1-1/2" PVC Sch 40 coupling | each
664 |  | Not in an assembly | Conduit Fittings | 2" PVC Sch 40 coupling | each
665 |  | Not in an assembly | Conduit Fittings | 2-1/2" PVC Sch 40 coupling | each
666 |  | Not in an assembly | Conduit Fittings | 3" PVC Sch 40 coupling | each
667 |  | Not in an assembly | Conduit Fittings | 4" PVC Sch 40 coupling | each
668 |  | Not in an assembly | Conduit Fittings | 1/2" PVC Sch 40 LB conduit body | each |  |  | Priced with its cover and gasket.
669 |  | Not in an assembly | Conduit Fittings | 3/4" PVC Sch 40 LB conduit body | each |  |  | Priced with its cover and gasket.
670 |  | Not in an assembly | Conduit Fittings | 1" PVC Sch 40 LB conduit body | each |  |  | Priced with its cover and gasket.
671 |  | Not in an assembly | Conduit Fittings | 1-1/4" PVC Sch 40 LB conduit body | each |  |  | Priced with its cover and gasket.
672 |  | Not in an assembly | Conduit Fittings | 1-1/2" PVC Sch 40 LB conduit body | each |  |  | Priced with its cover and gasket.
673 |  | Not in an assembly | Conduit Fittings | 2" PVC Sch 40 LB conduit body | each |  |  | Priced with its cover and gasket.
674 |  | Not in an assembly | Conduit Fittings | 2-1/2" PVC Sch 40 LB conduit body | each |  |  | Priced with its cover and gasket.
675 |  | Not in an assembly | Conduit Fittings | 3" PVC Sch 40 LB conduit body | each |  |  | Priced with its cover and gasket.
676 |  | Not in an assembly | Conduit Fittings | 4" PVC Sch 40 LB conduit body | each |  |  | Priced with its cover and gasket.
677 |  | Not in an assembly | Conduit Fittings | 1/2" PVC Sch 40 LL conduit body | each |  |  | Priced with its cover and gasket.
678 |  | Not in an assembly | Conduit Fittings | 3/4" PVC Sch 40 LL conduit body | each |  |  | Priced with its cover and gasket.
679 |  | Not in an assembly | Conduit Fittings | 1" PVC Sch 40 LL conduit body | each |  |  | Priced with its cover and gasket.
680 |  | Not in an assembly | Conduit Fittings | 1-1/4" PVC Sch 40 LL conduit body | each |  |  | Priced with its cover and gasket.
681 |  | Not in an assembly | Conduit Fittings | 1-1/2" PVC Sch 40 LL conduit body | each |  |  | Priced with its cover and gasket.
682 |  | Not in an assembly | Conduit Fittings | 2" PVC Sch 40 LL conduit body | each |  |  | Priced with its cover and gasket.
683 |  | Not in an assembly | Conduit Fittings | 2-1/2" PVC Sch 40 LL conduit body | each |  |  | Priced with its cover and gasket.
684 |  | Not in an assembly | Conduit Fittings | 3" PVC Sch 40 LL conduit body | each |  |  | Priced with its cover and gasket.
685 |  | Not in an assembly | Conduit Fittings | 4" PVC Sch 40 LL conduit body | each |  |  | Priced with its cover and gasket.
686 |  | Not in an assembly | Conduit Fittings | 1/2" PVC Sch 40 LR conduit body | each |  |  | Priced with its cover and gasket.
687 |  | Not in an assembly | Conduit Fittings | 3/4" PVC Sch 40 LR conduit body | each |  |  | Priced with its cover and gasket.
688 |  | Not in an assembly | Conduit Fittings | 1" PVC Sch 40 LR conduit body | each |  |  | Priced with its cover and gasket.
689 |  | Not in an assembly | Conduit Fittings | 1-1/4" PVC Sch 40 LR conduit body | each |  |  | Priced with its cover and gasket.
690 |  | Not in an assembly | Conduit Fittings | 1-1/2" PVC Sch 40 LR conduit body | each |  |  | Priced with its cover and gasket.
691 |  | Not in an assembly | Conduit Fittings | 2" PVC Sch 40 LR conduit body | each |  |  | Priced with its cover and gasket.
692 |  | Not in an assembly | Conduit Fittings | 2-1/2" PVC Sch 40 LR conduit body | each |  |  | Priced with its cover and gasket.
693 |  | Not in an assembly | Conduit Fittings | 3" PVC Sch 40 LR conduit body | each |  |  | Priced with its cover and gasket.
694 |  | Not in an assembly | Conduit Fittings | 4" PVC Sch 40 LR conduit body | each |  |  | Priced with its cover and gasket.
695 |  | Not in an assembly | Conduit Fittings | 1/2" PVC Sch 40 T conduit body | each |  |  | Priced with its cover and gasket.
696 |  | Not in an assembly | Conduit Fittings | 3/4" PVC Sch 40 T conduit body | each |  |  | Priced with its cover and gasket.
697 |  | Not in an assembly | Conduit Fittings | 1" PVC Sch 40 T conduit body | each |  |  | Priced with its cover and gasket.
698 |  | Not in an assembly | Conduit Fittings | 1-1/4" PVC Sch 40 T conduit body | each |  |  | Priced with its cover and gasket.
699 |  | Not in an assembly | Conduit Fittings | 1-1/2" PVC Sch 40 T conduit body | each |  |  | Priced with its cover and gasket.
700 |  | Not in an assembly | Conduit Fittings | 2" PVC Sch 40 T conduit body | each |  |  | Priced with its cover and gasket.
701 |  | Not in an assembly | Conduit Fittings | 2-1/2" PVC Sch 40 T conduit body | each |  |  | Priced with its cover and gasket.
702 |  | Not in an assembly | Conduit Fittings | 3" PVC Sch 40 T conduit body | each |  |  | Priced with its cover and gasket.
703 |  | Not in an assembly | Conduit Fittings | 4" PVC Sch 40 T conduit body | each |  |  | Priced with its cover and gasket.
704 |  | Not in an assembly | Conduit Fittings | 1/2" PVC Sch 80 45-degree elbow | each
705 |  | Not in an assembly | Conduit Fittings | 3/4" PVC Sch 80 45-degree elbow | each
706 |  | Not in an assembly | Conduit Fittings | 1" PVC Sch 80 45-degree elbow | each
707 |  | Not in an assembly | Conduit Fittings | 1-1/4" PVC Sch 80 45-degree elbow | each
708 |  | Not in an assembly | Conduit Fittings | 1-1/2" PVC Sch 80 45-degree elbow | each
709 |  | Not in an assembly | Conduit Fittings | 2" PVC Sch 80 45-degree elbow | each
710 |  | Not in an assembly | Conduit Fittings | 2-1/2" PVC Sch 80 45-degree elbow | each
711 |  | Not in an assembly | Conduit Fittings | 3" PVC Sch 80 45-degree elbow | each
712 |  | Not in an assembly | Conduit Fittings | 4" PVC Sch 80 45-degree elbow | each
713 |  | Not in an assembly | Conduit Fittings | 1" PVC Sch 80 45-degree sweep, 24" radius | each |  |  | Large-radius factory sweep, 24" to the centreline.
714 |  | Not in an assembly | Conduit Fittings | 1-1/4" PVC Sch 80 45-degree sweep, 24" radius | each |  |  | Large-radius factory sweep, 24" to the centreline.
715 |  | Not in an assembly | Conduit Fittings | 1-1/2" PVC Sch 80 45-degree sweep, 24" radius | each |  |  | Large-radius factory sweep, 24" to the centreline.
716 |  | Not in an assembly | Conduit Fittings | 2" PVC Sch 80 45-degree sweep, 24" radius | each |  |  | Large-radius factory sweep, 24" to the centreline.
717 |  | Not in an assembly | Conduit Fittings | 2-1/2" PVC Sch 80 45-degree sweep, 24" radius | each |  |  | Large-radius factory sweep, 24" to the centreline.
718 |  | Not in an assembly | Conduit Fittings | 3" PVC Sch 80 45-degree sweep, 24" radius | each |  |  | Large-radius factory sweep, 24" to the centreline.
719 |  | Not in an assembly | Conduit Fittings | 4" PVC Sch 80 45-degree sweep, 24" radius | each |  |  | Large-radius factory sweep, 24" to the centreline.
720 |  | Not in an assembly | Conduit Fittings | 1" PVC Sch 80 45-degree sweep, 36" radius | each |  |  | Large-radius factory sweep, 36" to the centreline.
721 |  | Not in an assembly | Conduit Fittings | 1-1/4" PVC Sch 80 45-degree sweep, 36" radius | each |  |  | Large-radius factory sweep, 36" to the centreline.
722 |  | Not in an assembly | Conduit Fittings | 1-1/2" PVC Sch 80 45-degree sweep, 36" radius | each |  |  | Large-radius factory sweep, 36" to the centreline.
723 |  | Not in an assembly | Conduit Fittings | 2" PVC Sch 80 45-degree sweep, 36" radius | each |  |  | Large-radius factory sweep, 36" to the centreline.
724 |  | Not in an assembly | Conduit Fittings | 2-1/2" PVC Sch 80 45-degree sweep, 36" radius | each |  |  | Large-radius factory sweep, 36" to the centreline.
725 |  | Not in an assembly | Conduit Fittings | 3" PVC Sch 80 45-degree sweep, 36" radius | each |  |  | Large-radius factory sweep, 36" to the centreline.
726 |  | Not in an assembly | Conduit Fittings | 4" PVC Sch 80 45-degree sweep, 36" radius | each |  |  | Large-radius factory sweep, 36" to the centreline.
727 |  | Not in an assembly | Conduit Fittings | 1/2" PVC Sch 80 90-degree elbow | each
728 |  | Not in an assembly | Conduit Fittings | 3/4" PVC Sch 80 90-degree elbow | each
729 |  | Not in an assembly | Conduit Fittings | 1" PVC Sch 80 90-degree elbow | each
730 |  | Not in an assembly | Conduit Fittings | 1-1/4" PVC Sch 80 90-degree elbow | each
731 |  | Not in an assembly | Conduit Fittings | 1-1/2" PVC Sch 80 90-degree elbow | each
732 |  | Not in an assembly | Conduit Fittings | 2" PVC Sch 80 90-degree elbow | each
733 |  | Not in an assembly | Conduit Fittings | 2-1/2" PVC Sch 80 90-degree elbow | each
734 |  | Not in an assembly | Conduit Fittings | 3" PVC Sch 80 90-degree elbow | each
735 |  | Not in an assembly | Conduit Fittings | 4" PVC Sch 80 90-degree elbow | each
736 |  | Not in an assembly | Conduit Fittings | 1" PVC Sch 80 90-degree sweep, 24" radius | each |  |  | Large-radius factory sweep, 24" to the centreline.
737 |  | Not in an assembly | Conduit Fittings | 1-1/4" PVC Sch 80 90-degree sweep, 24" radius | each |  |  | Large-radius factory sweep, 24" to the centreline.
738 |  | Not in an assembly | Conduit Fittings | 1-1/2" PVC Sch 80 90-degree sweep, 24" radius | each |  |  | Large-radius factory sweep, 24" to the centreline.
739 |  | Not in an assembly | Conduit Fittings | 2" PVC Sch 80 90-degree sweep, 24" radius | each |  |  | Large-radius factory sweep, 24" to the centreline.
740 |  | Not in an assembly | Conduit Fittings | 2-1/2" PVC Sch 80 90-degree sweep, 24" radius | each |  |  | Large-radius factory sweep, 24" to the centreline.
741 |  | Not in an assembly | Conduit Fittings | 3" PVC Sch 80 90-degree sweep, 24" radius | each |  |  | Large-radius factory sweep, 24" to the centreline.
742 |  | Not in an assembly | Conduit Fittings | 4" PVC Sch 80 90-degree sweep, 24" radius | each |  |  | Large-radius factory sweep, 24" to the centreline.
743 |  | Not in an assembly | Conduit Fittings | 1" PVC Sch 80 90-degree sweep, 36" radius | each |  |  | Large-radius factory sweep, 36" to the centreline.
744 |  | Not in an assembly | Conduit Fittings | 1-1/4" PVC Sch 80 90-degree sweep, 36" radius | each |  |  | Large-radius factory sweep, 36" to the centreline.
745 |  | Not in an assembly | Conduit Fittings | 1-1/2" PVC Sch 80 90-degree sweep, 36" radius | each |  |  | Large-radius factory sweep, 36" to the centreline.
746 |  | Not in an assembly | Conduit Fittings | 2" PVC Sch 80 90-degree sweep, 36" radius | each |  |  | Large-radius factory sweep, 36" to the centreline.
747 |  | Not in an assembly | Conduit Fittings | 2-1/2" PVC Sch 80 90-degree sweep, 36" radius | each |  |  | Large-radius factory sweep, 36" to the centreline.
748 |  | Not in an assembly | Conduit Fittings | 3" PVC Sch 80 90-degree sweep, 36" radius | each |  |  | Large-radius factory sweep, 36" to the centreline.
749 |  | Not in an assembly | Conduit Fittings | 4" PVC Sch 80 90-degree sweep, 36" radius | each |  |  | Large-radius factory sweep, 36" to the centreline.
750 |  | Not in an assembly | Conduit Fittings | 1/2" PVC Sch 80 C conduit body | each |  |  | Priced with its cover and gasket.
751 |  | Not in an assembly | Conduit Fittings | 3/4" PVC Sch 80 C conduit body | each |  |  | Priced with its cover and gasket.
752 |  | Not in an assembly | Conduit Fittings | 1" PVC Sch 80 C conduit body | each |  |  | Priced with its cover and gasket.
753 |  | Not in an assembly | Conduit Fittings | 1-1/4" PVC Sch 80 C conduit body | each |  |  | Priced with its cover and gasket.
754 |  | Not in an assembly | Conduit Fittings | 1-1/2" PVC Sch 80 C conduit body | each |  |  | Priced with its cover and gasket.
755 |  | Not in an assembly | Conduit Fittings | 2" PVC Sch 80 C conduit body | each |  |  | Priced with its cover and gasket.
756 |  | Not in an assembly | Conduit Fittings | 2-1/2" PVC Sch 80 C conduit body | each |  |  | Priced with its cover and gasket.
757 |  | Not in an assembly | Conduit Fittings | 3" PVC Sch 80 C conduit body | each |  |  | Priced with its cover and gasket.
758 |  | Not in an assembly | Conduit Fittings | 4" PVC Sch 80 C conduit body | each |  |  | Priced with its cover and gasket.
759 |  | Not in an assembly | Conduit Fittings | 1/2" PVC Sch 80 connector | each
760 |  | Not in an assembly | Conduit Fittings | 3/4" PVC Sch 80 connector | each
761 |  | Not in an assembly | Conduit Fittings | 1" PVC Sch 80 connector | each
762 |  | Not in an assembly | Conduit Fittings | 1-1/4" PVC Sch 80 connector | each
763 |  | Not in an assembly | Conduit Fittings | 1-1/2" PVC Sch 80 connector | each
764 |  | Not in an assembly | Conduit Fittings | 2" PVC Sch 80 connector | each
765 |  | Not in an assembly | Conduit Fittings | 2-1/2" PVC Sch 80 connector | each
766 |  | Not in an assembly | Conduit Fittings | 3" PVC Sch 80 connector | each
767 |  | Not in an assembly | Conduit Fittings | 4" PVC Sch 80 connector | each
768 |  | Not in an assembly | Conduit Fittings | 1/2" PVC Sch 80 coupling | each
769 |  | Not in an assembly | Conduit Fittings | 3/4" PVC Sch 80 coupling | each
770 |  | Not in an assembly | Conduit Fittings | 1" PVC Sch 80 coupling | each
771 |  | Not in an assembly | Conduit Fittings | 1-1/4" PVC Sch 80 coupling | each
772 |  | Not in an assembly | Conduit Fittings | 1-1/2" PVC Sch 80 coupling | each
773 |  | Not in an assembly | Conduit Fittings | 2" PVC Sch 80 coupling | each
774 |  | Not in an assembly | Conduit Fittings | 2-1/2" PVC Sch 80 coupling | each
775 |  | Not in an assembly | Conduit Fittings | 3" PVC Sch 80 coupling | each
776 |  | Not in an assembly | Conduit Fittings | 4" PVC Sch 80 coupling | each
777 |  | Not in an assembly | Conduit Fittings | 1/2" PVC Sch 80 LB conduit body | each |  |  | Priced with its cover and gasket.
778 |  | Not in an assembly | Conduit Fittings | 3/4" PVC Sch 80 LB conduit body | each |  |  | Priced with its cover and gasket.
779 |  | Not in an assembly | Conduit Fittings | 1" PVC Sch 80 LB conduit body | each |  |  | Priced with its cover and gasket.
780 |  | Not in an assembly | Conduit Fittings | 1-1/4" PVC Sch 80 LB conduit body | each |  |  | Priced with its cover and gasket.
781 |  | Not in an assembly | Conduit Fittings | 1-1/2" PVC Sch 80 LB conduit body | each |  |  | Priced with its cover and gasket.
782 |  | Not in an assembly | Conduit Fittings | 2" PVC Sch 80 LB conduit body | each |  |  | Priced with its cover and gasket.
783 |  | Not in an assembly | Conduit Fittings | 2-1/2" PVC Sch 80 LB conduit body | each |  |  | Priced with its cover and gasket.
784 |  | Not in an assembly | Conduit Fittings | 3" PVC Sch 80 LB conduit body | each |  |  | Priced with its cover and gasket.
785 |  | Not in an assembly | Conduit Fittings | 4" PVC Sch 80 LB conduit body | each |  |  | Priced with its cover and gasket.
786 |  | Not in an assembly | Conduit Fittings | 1/2" PVC Sch 80 LL conduit body | each |  |  | Priced with its cover and gasket.
787 |  | Not in an assembly | Conduit Fittings | 3/4" PVC Sch 80 LL conduit body | each |  |  | Priced with its cover and gasket.
788 |  | Not in an assembly | Conduit Fittings | 1" PVC Sch 80 LL conduit body | each |  |  | Priced with its cover and gasket.
789 |  | Not in an assembly | Conduit Fittings | 1-1/4" PVC Sch 80 LL conduit body | each |  |  | Priced with its cover and gasket.
790 |  | Not in an assembly | Conduit Fittings | 1-1/2" PVC Sch 80 LL conduit body | each |  |  | Priced with its cover and gasket.
791 |  | Not in an assembly | Conduit Fittings | 2" PVC Sch 80 LL conduit body | each |  |  | Priced with its cover and gasket.
792 |  | Not in an assembly | Conduit Fittings | 2-1/2" PVC Sch 80 LL conduit body | each |  |  | Priced with its cover and gasket.
793 |  | Not in an assembly | Conduit Fittings | 3" PVC Sch 80 LL conduit body | each |  |  | Priced with its cover and gasket.
794 |  | Not in an assembly | Conduit Fittings | 4" PVC Sch 80 LL conduit body | each |  |  | Priced with its cover and gasket.
795 |  | Not in an assembly | Conduit Fittings | 1/2" PVC Sch 80 LR conduit body | each |  |  | Priced with its cover and gasket.
796 |  | Not in an assembly | Conduit Fittings | 3/4" PVC Sch 80 LR conduit body | each |  |  | Priced with its cover and gasket.
797 |  | Not in an assembly | Conduit Fittings | 1" PVC Sch 80 LR conduit body | each |  |  | Priced with its cover and gasket.
798 |  | Not in an assembly | Conduit Fittings | 1-1/4" PVC Sch 80 LR conduit body | each |  |  | Priced with its cover and gasket.
799 |  | Not in an assembly | Conduit Fittings | 1-1/2" PVC Sch 80 LR conduit body | each |  |  | Priced with its cover and gasket.
800 |  | Not in an assembly | Conduit Fittings | 2" PVC Sch 80 LR conduit body | each |  |  | Priced with its cover and gasket.
801 |  | Not in an assembly | Conduit Fittings | 2-1/2" PVC Sch 80 LR conduit body | each |  |  | Priced with its cover and gasket.
802 |  | Not in an assembly | Conduit Fittings | 3" PVC Sch 80 LR conduit body | each |  |  | Priced with its cover and gasket.
803 |  | Not in an assembly | Conduit Fittings | 4" PVC Sch 80 LR conduit body | each |  |  | Priced with its cover and gasket.
804 |  | Not in an assembly | Conduit Fittings | 1/2" PVC Sch 80 T conduit body | each |  |  | Priced with its cover and gasket.
805 |  | Not in an assembly | Conduit Fittings | 3/4" PVC Sch 80 T conduit body | each |  |  | Priced with its cover and gasket.
806 |  | Not in an assembly | Conduit Fittings | 1" PVC Sch 80 T conduit body | each |  |  | Priced with its cover and gasket.
807 |  | Not in an assembly | Conduit Fittings | 1-1/4" PVC Sch 80 T conduit body | each |  |  | Priced with its cover and gasket.
808 |  | Not in an assembly | Conduit Fittings | 1-1/2" PVC Sch 80 T conduit body | each |  |  | Priced with its cover and gasket.
809 |  | Not in an assembly | Conduit Fittings | 2" PVC Sch 80 T conduit body | each |  |  | Priced with its cover and gasket.
810 |  | Not in an assembly | Conduit Fittings | 2-1/2" PVC Sch 80 T conduit body | each |  |  | Priced with its cover and gasket.
811 |  | Not in an assembly | Conduit Fittings | 3" PVC Sch 80 T conduit body | each |  |  | Priced with its cover and gasket.
812 |  | Not in an assembly | Conduit Fittings | 4" PVC Sch 80 T conduit body | each |  |  | Priced with its cover and gasket.
813 |  | Not in an assembly | Conduit Fittings | 1/2" rigid conduit 45-degree elbow | each
814 |  | Not in an assembly | Conduit Fittings | 3/4" rigid conduit 45-degree elbow | each
815 |  | Not in an assembly | Conduit Fittings | 1" rigid conduit 45-degree elbow | each
816 |  | Not in an assembly | Conduit Fittings | 1-1/4" rigid conduit 45-degree elbow | each
817 |  | Not in an assembly | Conduit Fittings | 1-1/2" rigid conduit 45-degree elbow | each
818 |  | Not in an assembly | Conduit Fittings | 2" rigid conduit 45-degree elbow | each
819 |  | Not in an assembly | Conduit Fittings | 2-1/2" rigid conduit 45-degree elbow | each
820 |  | Not in an assembly | Conduit Fittings | 3" rigid conduit 45-degree elbow | each
821 |  | Not in an assembly | Conduit Fittings | 4" rigid conduit 45-degree elbow | each
822 |  | Not in an assembly | Conduit Fittings | 1/2" rigid conduit 90-degree elbow | each
823 |  | Not in an assembly | Conduit Fittings | 3/4" rigid conduit 90-degree elbow | each
824 |  | Not in an assembly | Conduit Fittings | 1" rigid conduit 90-degree elbow | each
825 |  | Not in an assembly | Conduit Fittings | 1-1/4" rigid conduit 90-degree elbow | each
826 |  | Not in an assembly | Conduit Fittings | 1-1/2" rigid conduit 90-degree elbow | each
827 |  | Not in an assembly | Conduit Fittings | 2" rigid conduit 90-degree elbow | each
828 |  | Not in an assembly | Conduit Fittings | 2-1/2" rigid conduit 90-degree elbow | each
829 |  | Not in an assembly | Conduit Fittings | 3" rigid conduit 90-degree elbow | each
830 |  | Not in an assembly | Conduit Fittings | 4" rigid conduit 90-degree elbow | each
831 |  | Not in an assembly | Conduit Fittings | 1/2" rigid conduit C conduit body | each |  |  | Priced with its cover and gasket.
832 |  | Not in an assembly | Conduit Fittings | 3/4" rigid conduit C conduit body | each |  |  | Priced with its cover and gasket.
833 |  | Not in an assembly | Conduit Fittings | 1" rigid conduit C conduit body | each |  |  | Priced with its cover and gasket.
834 |  | Not in an assembly | Conduit Fittings | 1-1/4" rigid conduit C conduit body | each |  |  | Priced with its cover and gasket.
835 |  | Not in an assembly | Conduit Fittings | 1-1/2" rigid conduit C conduit body | each |  |  | Priced with its cover and gasket.
836 |  | Not in an assembly | Conduit Fittings | 2" rigid conduit C conduit body | each |  |  | Priced with its cover and gasket.
837 |  | Not in an assembly | Conduit Fittings | 2-1/2" rigid conduit C conduit body | each |  |  | Priced with its cover and gasket.
838 |  | Not in an assembly | Conduit Fittings | 3" rigid conduit C conduit body | each |  |  | Priced with its cover and gasket.
839 |  | Not in an assembly | Conduit Fittings | 4" rigid conduit C conduit body | each |  |  | Priced with its cover and gasket.
840 |  | Not in an assembly | Conduit Fittings | 1/2" rigid conduit connector | each
841 |  | Not in an assembly | Conduit Fittings | 3/4" rigid conduit connector | each
842 |  | Not in an assembly | Conduit Fittings | 1" rigid conduit connector | each
843 |  | Not in an assembly | Conduit Fittings | 1-1/4" rigid conduit connector | each
844 |  | Not in an assembly | Conduit Fittings | 1-1/2" rigid conduit connector | each
845 |  | Not in an assembly | Conduit Fittings | 2" rigid conduit connector | each
846 |  | Not in an assembly | Conduit Fittings | 2-1/2" rigid conduit connector | each
847 |  | Not in an assembly | Conduit Fittings | 3" rigid conduit connector | each
848 |  | Not in an assembly | Conduit Fittings | 4" rigid conduit connector | each
849 |  | Not in an assembly | Conduit Fittings | 1/2" rigid conduit coupling | each
850 |  | Not in an assembly | Conduit Fittings | 3/4" rigid conduit coupling | each
851 |  | Not in an assembly | Conduit Fittings | 1" rigid conduit coupling | each
852 |  | Not in an assembly | Conduit Fittings | 1-1/4" rigid conduit coupling | each
853 |  | Not in an assembly | Conduit Fittings | 1-1/2" rigid conduit coupling | each
854 |  | Not in an assembly | Conduit Fittings | 2-1/2" rigid conduit coupling | each
855 |  | Not in an assembly | Conduit Fittings | 3" rigid conduit coupling | each
856 |  | Not in an assembly | Conduit Fittings | 4" rigid conduit coupling | each
857 |  | Not in an assembly | Conduit Fittings | 1/2" rigid conduit LB conduit body | each |  |  | Priced with its cover and gasket.
858 |  | Not in an assembly | Conduit Fittings | 3/4" rigid conduit LB conduit body | each |  |  | Priced with its cover and gasket.
859 |  | Not in an assembly | Conduit Fittings | 1" rigid conduit LB conduit body | each |  |  | Priced with its cover and gasket.
860 |  | Not in an assembly | Conduit Fittings | 1-1/4" rigid conduit LB conduit body | each |  |  | Priced with its cover and gasket.
861 |  | Not in an assembly | Conduit Fittings | 1-1/2" rigid conduit LB conduit body | each |  |  | Priced with its cover and gasket.
862 |  | Not in an assembly | Conduit Fittings | 2" rigid conduit LB conduit body | each |  |  | Priced with its cover and gasket.
863 |  | Not in an assembly | Conduit Fittings | 2-1/2" rigid conduit LB conduit body | each |  |  | Priced with its cover and gasket.
864 |  | Not in an assembly | Conduit Fittings | 3" rigid conduit LB conduit body | each |  |  | Priced with its cover and gasket.
865 |  | Not in an assembly | Conduit Fittings | 4" rigid conduit LB conduit body | each |  |  | Priced with its cover and gasket.
866 |  | Not in an assembly | Conduit Fittings | 1/2" rigid conduit LL conduit body | each |  |  | Priced with its cover and gasket.
867 |  | Not in an assembly | Conduit Fittings | 3/4" rigid conduit LL conduit body | each |  |  | Priced with its cover and gasket.
868 |  | Not in an assembly | Conduit Fittings | 1" rigid conduit LL conduit body | each |  |  | Priced with its cover and gasket.
869 |  | Not in an assembly | Conduit Fittings | 1-1/4" rigid conduit LL conduit body | each |  |  | Priced with its cover and gasket.
870 |  | Not in an assembly | Conduit Fittings | 1-1/2" rigid conduit LL conduit body | each |  |  | Priced with its cover and gasket.
871 |  | Not in an assembly | Conduit Fittings | 2" rigid conduit LL conduit body | each |  |  | Priced with its cover and gasket.
872 |  | Not in an assembly | Conduit Fittings | 2-1/2" rigid conduit LL conduit body | each |  |  | Priced with its cover and gasket.
873 |  | Not in an assembly | Conduit Fittings | 3" rigid conduit LL conduit body | each |  |  | Priced with its cover and gasket.
874 |  | Not in an assembly | Conduit Fittings | 4" rigid conduit LL conduit body | each |  |  | Priced with its cover and gasket.
875 |  | Not in an assembly | Conduit Fittings | 1/2" rigid conduit LR conduit body | each |  |  | Priced with its cover and gasket.
876 |  | Not in an assembly | Conduit Fittings | 3/4" rigid conduit LR conduit body | each |  |  | Priced with its cover and gasket.
877 |  | Not in an assembly | Conduit Fittings | 1" rigid conduit LR conduit body | each |  |  | Priced with its cover and gasket.
878 |  | Not in an assembly | Conduit Fittings | 1-1/4" rigid conduit LR conduit body | each |  |  | Priced with its cover and gasket.
879 |  | Not in an assembly | Conduit Fittings | 1-1/2" rigid conduit LR conduit body | each |  |  | Priced with its cover and gasket.
880 |  | Not in an assembly | Conduit Fittings | 2" rigid conduit LR conduit body | each |  |  | Priced with its cover and gasket.
881 |  | Not in an assembly | Conduit Fittings | 2-1/2" rigid conduit LR conduit body | each |  |  | Priced with its cover and gasket.
882 |  | Not in an assembly | Conduit Fittings | 3" rigid conduit LR conduit body | each |  |  | Priced with its cover and gasket.
883 |  | Not in an assembly | Conduit Fittings | 4" rigid conduit LR conduit body | each |  |  | Priced with its cover and gasket.
884 |  | Not in an assembly | Conduit Fittings | 1/2" rigid conduit T conduit body | each |  |  | Priced with its cover and gasket.
885 |  | Not in an assembly | Conduit Fittings | 3/4" rigid conduit T conduit body | each |  |  | Priced with its cover and gasket.
886 |  | Not in an assembly | Conduit Fittings | 1" rigid conduit T conduit body | each |  |  | Priced with its cover and gasket.
887 |  | Not in an assembly | Conduit Fittings | 1-1/4" rigid conduit T conduit body | each |  |  | Priced with its cover and gasket.
888 |  | Not in an assembly | Conduit Fittings | 1-1/2" rigid conduit T conduit body | each |  |  | Priced with its cover and gasket.
889 |  | Not in an assembly | Conduit Fittings | 2" rigid conduit T conduit body | each |  |  | Priced with its cover and gasket.
890 |  | Not in an assembly | Conduit Fittings | 2-1/2" rigid conduit T conduit body | each |  |  | Priced with its cover and gasket.
891 |  | Not in an assembly | Conduit Fittings | 3" rigid conduit T conduit body | each |  |  | Priced with its cover and gasket.
892 |  | Not in an assembly | Conduit Fittings | 4" rigid conduit T conduit body | each |  |  | Priced with its cover and gasket.
893 |  | Not in an assembly | Conduit Fittings | 1/2" liquidtight 90-degree connector | each
894 |  | Commercial | Conduit Fittings | 3/4" liquidtight 90-degree connector | each
895 |  | Commercial | Conduit Fittings | 1" liquidtight 90-degree connector | each
896 |  | Not in an assembly | Conduit Fittings | 1" liquidtight flexible conduit connector | each
897 |  | Not in an assembly | Conduit Fittings | 1-1/4" liquidtight flexible conduit connector | each
898 |  | Not in an assembly | Conduit Fittings | 1/2" liquidtight flexible conduit coupling | each
899 |  | Not in an assembly | Conduit Fittings | 3/4" liquidtight flexible conduit coupling | each
900 |  | Not in an assembly | Conduit Fittings | 1" liquidtight flexible conduit coupling | each
901 |  | Not in an assembly | Conduit Fittings | 1-1/4" liquidtight flexible conduit coupling | each
902 |  | Both | Conduit Fittings | 1/2" nonmetallic liquidtight 90-degree connector | each
903 |  | Both | Conduit Fittings | 3/4" nonmetallic liquidtight 90-degree connector | each
904 |  | Both | Conduit Fittings | 1/2" nonmetallic liquidtight connector | each
905 |  | Both | Conduit Fittings | 3/4" nonmetallic liquidtight connector | each
906 |  | Not in an assembly | Conduit Fittings | 1/2" flexible conduit one-hole strap | each |  |  | Fits flexible metal and liquidtight conduit of this size.
907 |  | Not in an assembly | Conduit Fittings | 3/4" flexible conduit one-hole strap | each |  |  | Fits flexible metal and liquidtight conduit of this size.
908 |  | Not in an assembly | Conduit Fittings | 1" flexible conduit one-hole strap | each |  |  | Fits flexible metal and liquidtight conduit of this size.
909 |  | Not in an assembly | Conduit Fittings | 1-1/4" flexible conduit one-hole strap | each |  |  | Fits flexible metal and liquidtight conduit of this size.
910 |  | Not in an assembly | Conduit Fittings | 3/4" flexible metal conduit connector | each
911 |  | Not in an assembly | Conduit Fittings | 1" flexible metal conduit connector | each
912 |  | Not in an assembly | Conduit Fittings | 1/2" flexible metal conduit coupling | each
913 |  | Not in an assembly | Conduit Fittings | 3/4" flexible metal conduit coupling | each
914 |  | Not in an assembly | Conduit Fittings | 1" flexible metal conduit coupling | each
915 |  | Not in an assembly | Conduit Fittings | 1-1/4" flexible metal conduit coupling | each
916 |  | Not in an assembly | Conduit Fittings | 1" conduit locknut | each
917 |  | Not in an assembly | Conduit Fittings | 1-1/4" conduit locknut | each
918 |  | Not in an assembly | Conduit Fittings | 1-1/2" conduit locknut | each
919 |  | Not in an assembly | Conduit Fittings | 2-1/2" conduit locknut | each
920 |  | Not in an assembly | Conduit Fittings | 3" conduit locknut | each
921 |  | Not in an assembly | Conduit Fittings | 4" conduit locknut | each
922 |  | Both | Conduit Fittings | 1/2" grounding bushing | each |  |  | Insulated throat with a bonding lug.
923 |  | Both | Conduit Fittings | 3/4" grounding bushing | each |  |  | Insulated throat with a bonding lug.
924 |  | Both | Conduit Fittings | 1" grounding bushing | each |  |  | Insulated throat with a bonding lug.
925 |  | Both | Conduit Fittings | 1-1/4" grounding bushing | each |  |  | Insulated throat with a bonding lug.
926 |  | Both | Conduit Fittings | 1-1/2" grounding bushing | each |  |  | Insulated throat with a bonding lug.
927 |  | Both | Conduit Fittings | 2" grounding bushing | each |  |  | Insulated throat with a bonding lug.
928 |  | Both | Conduit Fittings | 2-1/2" grounding bushing | each |  |  | Insulated throat with a bonding lug.
929 |  | Both | Conduit Fittings | 3" grounding bushing | each |  |  | Insulated throat with a bonding lug.
930 |  | Both | Conduit Fittings | 4" grounding bushing | each |  |  | Insulated throat with a bonding lug.
931 |  | Not in an assembly | Conduit Fittings | 1/2" insulating bushing | each
932 |  | Not in an assembly | Conduit Fittings | 3/4" insulating bushing | each
933 |  | Not in an assembly | Conduit Fittings | 1" insulating bushing | each
934 |  | Not in an assembly | Conduit Fittings | 1-1/4" insulating bushing | each
935 |  | Not in an assembly | Conduit Fittings | 1-1/2" insulating bushing | each
936 |  | Not in an assembly | Conduit Fittings | 2-1/2" insulating bushing | each
937 |  | Not in an assembly | Conduit Fittings | 3" insulating bushing | each
938 |  | Not in an assembly | Conduit Fittings | 4" insulating bushing | each
939 |  | Not in an assembly | Conduit Fittings | 1" metal weatherhead | each
940 |  | Not in an assembly | Conduit Fittings | 1-1/4" metal weatherhead | each
941 |  | Not in an assembly | Conduit Fittings | 1-1/2" metal weatherhead | each
942 |  | Not in an assembly | Conduit Fittings | 2-1/2" metal weatherhead | each
943 |  | Not in an assembly | Conduit Fittings | 3" metal weatherhead | each
944 |  | Not in an assembly | Conduit Fittings | 4" metal weatherhead | each
945 |  | Not in an assembly | Conduit Fittings | 1/2" PVC expansion fitting | each
946 |  | Both | Conduit Fittings | 3/4" PVC expansion fitting | each
947 |  | Both | Conduit Fittings | 1" PVC expansion fitting | each
948 |  | Both | Conduit Fittings | 1-1/4" PVC expansion fitting | each
949 |  | Both | Conduit Fittings | 1-1/2" PVC expansion fitting | each
950 |  | Both | Conduit Fittings | 2" PVC expansion fitting | each
951 |  | Not in an assembly | Conduit Fittings | 1/2" PVC female adapter | each
952 |  | Both | Conduit Fittings | 3/4" PVC female adapter | each
953 |  | Both | Conduit Fittings | 1" PVC female adapter | each
954 |  | Both | Conduit Fittings | 1-1/4" PVC female adapter | each
955 |  | Both | Conduit Fittings | 1-1/2" PVC female adapter | each
956 |  | Both | Conduit Fittings | 2" PVC female adapter | each
957 |  | Not in an assembly | Conduit Fittings | 1/2" PVC one-hole strap | each
958 |  | Not in an assembly | Conduit Fittings | 3/4" PVC one-hole strap | each
959 |  | Not in an assembly | Conduit Fittings | 1" PVC one-hole strap | each
960 |  | Not in an assembly | Conduit Fittings | 1-1/4" PVC one-hole strap | each
961 |  | Not in an assembly | Conduit Fittings | 1-1/2" PVC one-hole strap | each
962 |  | Not in an assembly | Conduit Fittings | 2" PVC one-hole strap | each
963 |  | Not in an assembly | Conduit Fittings | 2-1/2" PVC one-hole strap | each
964 |  | Not in an assembly | Conduit Fittings | 3" PVC one-hole strap | each
965 |  | Not in an assembly | Conduit Fittings | 4" PVC one-hole strap | each
966 |  | Not in an assembly | Conduit Fittings | 1" PVC weatherhead | each
967 |  | Not in an assembly | Conduit Fittings | 1-1/4" PVC weatherhead | each
968 |  | Not in an assembly | Conduit Fittings | 1-1/2" PVC weatherhead | each
969 |  | Not in an assembly | Conduit Fittings | 2" PVC weatherhead | each
970 |  | Not in an assembly | Conduit Fittings | 2-1/2" PVC weatherhead | each
971 |  | Not in an assembly | Conduit Fittings | 3" PVC weatherhead | each
972 |  | Not in an assembly | Conduit Fittings | 4" PVC weatherhead | each
973 |  | Not in an assembly | Conduit Fittings | Reducing washer set | each
974 |  | Not in an assembly | Conduit Fittings | 1/2" rigid one-hole strap | each
975 |  | Not in an assembly | Conduit Fittings | 3/4" rigid one-hole strap | each
976 |  | Not in an assembly | Conduit Fittings | 1" rigid one-hole strap | each
977 |  | Not in an assembly | Conduit Fittings | 1-1/4" rigid one-hole strap | each
978 |  | Not in an assembly | Conduit Fittings | 1-1/2" rigid one-hole strap | each
979 |  | Not in an assembly | Conduit Fittings | 2" rigid one-hole strap | each
980 |  | Not in an assembly | Conduit Fittings | 2-1/2" rigid one-hole strap | each
981 |  | Not in an assembly | Conduit Fittings | 3" rigid one-hole strap | each
982 |  | Not in an assembly | Conduit Fittings | 4" rigid one-hole strap | each
983 |  | Not in an assembly | Conduit Fittings | 3" riser strap | each
984 |  | Not in an assembly | Conduit Fittings | 1/2" threaded closure | each
985 |  | Not in an assembly | Conduit Fittings | 3/4" threaded closure | each
986 |  | Not in an assembly | Surface Raceway | Raceway blank end plate | each
987 |  | Not in an assembly | Surface Raceway | Raceway conduit connector | each
988 |  | Not in an assembly | Surface Raceway | Raceway coupling | each
989 |  | Not in an assembly | Surface Raceway | Raceway device box, 1-gang | each
990 |  | Not in an assembly | Surface Raceway | Raceway device box, 2-gang | each
991 |  | Not in an assembly | Surface Raceway | Raceway divider clip | each
992 |  | Not in an assembly | Surface Raceway | Raceway end cap | each
993 |  | Not in an assembly | Surface Raceway | Raceway fixture box | each
994 |  | Not in an assembly | Surface Raceway | Raceway flat elbow | each
995 |  | Not in an assembly | Surface Raceway | Raceway inside elbow | each
996 |  | Not in an assembly | Surface Raceway | Raceway mounting strap | each
997 |  | Not in an assembly | Surface Raceway | Raceway outside elbow | each
998 |  | Not in an assembly | Surface Raceway | Raceway tee fitting | each
999 |  | Not in an assembly | Surface Raceway | Surface raceway base, 500 series | 100 ft |  |  | The base half of two-piece raceway; the cover is its own row.
1000 |  | Commercial | Surface Raceway | Surface raceway coupling, 700 series | each
1001 |  | Not in an assembly | Surface Raceway | Surface raceway cover, 500 series | 100 ft |  |  | The cover half of two-piece raceway; the base is its own row.
1002 |  | Commercial | Surface Raceway | Surface raceway entrance end fitting, 700 series | each
1003 |  | Commercial | Surface Raceway | Surface raceway flat elbow, 700 series | each
1004 |  | Commercial | Surface Raceway | Surface raceway inside elbow, 700 series | each
1005 |  | Commercial | Surface Raceway | Surface raceway outside elbow, 700 series | each
1006 |  | Commercial | Surface Raceway | Surface raceway support clip, 700 series | each
1007 |  | Commercial | Surface Raceway | Surface raceway tee, 700 series | each
1008 |  | Not in an assembly | Surface Raceway | Surface raceway, 1500 series | 100 ft
1009 |  | Not in an assembly | Surface Raceway | Surface raceway, 2400 series two-channel | 100 ft
1010 |  | Not in an assembly | Underground | Conduit spacer, 2" | each
1011 |  | Not in an assembly | Underground | Conduit spacer, 4" | each
1012 |  | Not in an assembly | Underground | Direct burial wire nut | each
1013 |  | Not in an assembly | Underground | Duct bank spacer | each |  |  | For a concrete-encased bank of several conduits.
1014 |  | Not in an assembly | Underground | Mule tape, 1800 lb | 100 ft
1015 |  | Not in an assembly | Underground | Pull rope, 1/4" | 100 ft
1016 |  | Not in an assembly | Underground | Tracer wire | 100 ft
1017 |  | Not in an assembly | Underground | Tracer wire access box | each
1018 |  | Not in an assembly | Underground | Trench marker post | each
1019 |  | Not in an assembly | Underground | Underground warning tape | 100 ft
1020 |  | Not in an assembly | Boxes | 4-gang box | each
1021 |  | Not in an assembly | Boxes | 5-gang box | each
1022 |  | Not in an assembly | Boxes | Box support bracket | each
1023 |  | Not in an assembly | Boxes | Concrete ring backplate | each |  |  | Closes the back of a concrete ring. One per ring.
1024 |  | Not in an assembly | Boxes | Concrete ring, 4" deep | each |  |  | 4" octagon ring for a deck pour. Needs the backplate, sold separately.
1025 |  | Not in an assembly | Boxes | Concrete ring, 6" deep | each |  |  | 4" octagon ring for a deck pour. Needs the backplate, sold separately.
1026 |  | Both | Boxes | Double-gang box extender | each
1027 |  | Not in an assembly | Boxes | Double-gang box, deep | each
1028 |  | Not in an assembly | Boxes | Double-gang metal box | each |  |  | Steel. The plastic version is a separate item.
1029 |  | Not in an assembly | Boxes | Double-gang old-work box | each
1030 |  | Not in an assembly | Boxes | Drywall repair ring | each
1031 |  | Not in an assembly | Boxes | 1/2" FD cast box | each |  |  | Deep. FS is the shallow version.
1032 |  | Not in an assembly | Boxes | 3/4" FD cast box | each |  |  | Deep. FS is the shallow version.
1033 |  | Not in an assembly | Boxes | 1" FD cast box | each |  |  | Deep. FS is the shallow version.
1034 |  | Commercial | Boxes | Floor box carpet flange | each
1035 |  | Commercial | Boxes | Floor box cover, blank | each
1036 |  | Commercial | Boxes | Floor box cover, data | each
1037 |  | Commercial | Boxes | Floor box cover, decorator | each
1038 |  | Commercial | Boxes | Floor box cover, duplex | each
1039 |  | Commercial | Boxes | Floor box cover, duplex and data | each
1040 |  | Commercial | Boxes | Floor box cover, single receptacle | each
1041 |  | Not in an assembly | Boxes | 1/2" FS cast box | each |  |  | Shallow. FD is the deep version.
1042 |  | Not in an assembly | Boxes | 3/4" FS cast box | each |  |  | Shallow. FD is the deep version.
1043 |  | Not in an assembly | Boxes | 1" FS cast box | each |  |  | Shallow. FD is the deep version.
1044 |  | Not in an assembly | Boxes | 1/2" FS cast box, 2-gang | each
1045 |  | Not in an assembly | Boxes | 3/4" FS cast box, 2-gang | each
1046 |  | Not in an assembly | Boxes | Handy box cover, blank | each
1047 |  | Not in an assembly | Boxes | Handy box cover, decorator | each
1048 |  | Not in an assembly | Boxes | Handy box cover, duplex | each
1049 |  | Both | Boxes | Low-voltage mud ring, 2-gang | each
1050 |  | Not in an assembly | Boxes | Masonry box, double-gang | each
1051 |  | Not in an assembly | Boxes | Masonry box, single-gang | each
1052 |  | Not in an assembly | Boxes | Masonry box, triple-gang | each
1053 |  | Not in an assembly | Boxes | 1-1/2" nail plate | each
1054 |  | Not in an assembly | Boxes | 3" nail plate | each
1055 |  | Not in an assembly | Boxes | 5" nail plate | each
1056 |  | Not in an assembly | Boxes | Octagon box, metal, 2-1/8" deep | each
1057 |  | Both | Boxes | Old-work box F-clip | each |  |  | Holds an old-work box to the wall board. The "Device wing bracket" (Madison strap) is a separate item.
1058 |  | Not in an assembly | Boxes | Old-work ceiling box | each
1059 |  | Not in an assembly | Boxes | 4x4 pull box | each |  |  | Screw cover, NEMA 1 (indoor).
1060 |  | Not in an assembly | Boxes | 8x8 pull box | each |  |  | Screw cover, NEMA 1 (indoor). The NEMA 3R box is a separate item.
1061 |  | Not in an assembly | Boxes | 16x16 pull box | each |  |  | Screw cover, NEMA 1 (indoor).
1062 |  | Not in an assembly | Boxes | 24x24 pull box | each |  |  | Screw cover, NEMA 1 (indoor).
1063 |  | Not in an assembly | Boxes | 6x6 pull box, NEMA 3R | each
1064 |  | Not in an assembly | Boxes | 8x8 pull box, NEMA 3R | each
1065 |  | Not in an assembly | Boxes | 12x12 pull box, NEMA 3R | each
1066 |  | Not in an assembly | Boxes | 4x4 PVC pull box | each |  |  | Nonmetallic, NEMA 4X.
1067 |  | Not in an assembly | Boxes | 6x6 PVC pull box | each |  |  | Nonmetallic, NEMA 4X.
1068 |  | Not in an assembly | Boxes | 8x8 PVC pull box | each |  |  | Nonmetallic, NEMA 4X.
1069 |  | Not in an assembly | Boxes | 12x12 PVC pull box | each |  |  | Nonmetallic, NEMA 4X.
1070 |  | Not in an assembly | Boxes | Retrofit bar hanger | each
1071 |  | Not in an assembly | Boxes | 4" round blank cover | each
1072 |  | Not in an assembly | Boxes | 4" round extension ring | each
1073 |  | Not in an assembly | Boxes | Single-gang box extender | each
1074 |  | Not in an assembly | Boxes | Single-gang box, deep | each
1075 |  | Not in an assembly | Boxes | Single-gang metal box | each |  |  | Steel. The plastic version is a separate item.
1076 |  | Not in an assembly | Boxes | 4-11/16" square blank cover | each
1077 |  | Not in an assembly | Boxes | 4" square box, 2-1/8" deep | each
1078 |  | Not in an assembly | Boxes | 4" square extension ring | each
1079 |  | Not in an assembly | Boxes | 4-11/16" square extension ring | each
1080 |  | Not in an assembly | Boxes | 4-11/16" square mud ring | each |  |  | Single-gang. The 2-gang ring is a separate item.
1081 |  | Not in an assembly | Boxes | 4-11/16" square raised cover, 2-gang decorator | each
1082 |  | Not in an assembly | Boxes | 4" square raised cover, decorator | each
1083 |  | Commercial | Boxes | 4-11/16" square raised cover, decorator | each
1084 |  | Commercial | Boxes | 4" square raised cover, decorator and duplex | each
1085 |  | Commercial | Boxes | 4-11/16" square raised cover, decorator and duplex | each
1086 |  | Commercial | Boxes | 4" square raised cover, decorator and toggle | each
1087 |  | Commercial | Boxes | 4-11/16" square raised cover, decorator and toggle | each
1088 |  | Not in an assembly | Boxes | 4" square raised cover, duplex | each
1089 |  | Commercial | Boxes | 4-11/16" square raised cover, duplex | each
1090 |  | Commercial | Boxes | 4" square raised cover, duplex and toggle | each
1091 |  | Commercial | Boxes | 4-11/16" square raised cover, duplex and toggle | each
1092 |  | Commercial | Boxes | 4-11/16" square raised cover, single receptacle | each
1093 |  | Not in an assembly | Boxes | 4" square raised cover, single toggle | each
1094 |  | Commercial | Boxes | 4-11/16" square raised cover, single toggle | each
1095 |  | Not in an assembly | Boxes | 4-11/16" square raised cover, two duplex | each
1096 |  | Not in an assembly | Boxes | 4" square raised cover, two toggle | each
1097 |  | Commercial | Boxes | 4-11/16" square raised cover, two toggle | each
1098 |  | Not in an assembly | Boxes | Steel stud grommet | each
1099 |  | Not in an assembly | Boxes | Triple-gang metal box | each |  |  | Steel. The plastic version is a separate item.
1100 |  | Not in an assembly | Boxes | Triple-gang old-work box | each
1101 |  | Not in an assembly | Boxes | Weatherproof blank cover, double-gang | each
1102 |  | Not in an assembly | Boxes | Weatherproof blank cover, single-gang | each
1103 |  | Not in an assembly | Boxes | 3/4" weatherproof box, double-gang | each
1104 |  | Not in an assembly | Boxes | 3/4" weatherproof box, single-gang | each
1105 |  | Not in an assembly | Boxes | 1/2" weatherproof box, single-gang, PVC | each
1106 |  | Not in an assembly | Boxes | 3/4" weatherproof box, single-gang, PVC | each
1107 |  | Not in an assembly | Boxes | 1/2" weatherproof box, triple-gang | each
1108 |  | Not in an assembly | Boxes | Weatherproof lampholder cover | each
1109 |  | Not in an assembly | Boxes | 3/4" weatherproof round box | each
1110 |  | Not in an assembly | Receptacles | Dead-front GFCI device | each
1111 |  | Residential | Receptacles | 30A dryer receptacle, NEMA 10-30R (3-wire) | each
1112 |  | Commercial | Receptacles | 20A duplex receptacle, spec grade | each |  |  | Commercial specification grade, 20A, T-slot.
1113 |  | Not in an assembly | Receptacles | 20A duplex receptacle, weather-resistant | each
1114 |  | Not in an assembly | Receptacles | Duplex receptacle, weather-resistant | each
1115 |  | Not in an assembly | Receptacles | Floor receptacle assembly | each
1116 |  | Not in an assembly | Receptacles | Hospital-grade receptacle | each
1117 |  | Not in an assembly | Receptacles | Pop-up floor receptacle | each
1118 |  | Not in an assembly | Receptacles | 20A quad receptacle | each
1119 |  | Not in an assembly | Receptacles | Recessed clock receptacle | each
1120 |  | Not in an assembly | Receptacles | Recessed TV receptacle box | each
1121 |  | Not in an assembly | Receptacles | 30A RV receptacle, NEMA TT-30R | each
1122 |  | Not in an assembly | Receptacles | Single receptacle | each
1123 |  | Not in an assembly | Receptacles | Surge-protective receptacle | each
1124 |  | Not in an assembly | Receptacles | Twist-lock receptacle | each
1125 |  | Not in an assembly | Switches | 20A 4-way switch | each
1126 |  | Not in an assembly | Switches | Ceiling occupancy sensor, PIR | each |  |  | Low-voltage kind: add a power pack per zone and 18/3 control wire. A line-voltage one needs neither.
1127 |  | Not in an assembly | Switches | Door jamb switch | each
1128 |  | Not in an assembly | Switches | Double switch | each
1129 |  | Not in an assembly | Switches | 30A double-pole switch | each
1130 |  | Not in an assembly | Switches | ELV dimmer | each
1131 |  | Not in an assembly | Switches | Fan speed control | each
1132 |  | Not in an assembly | Switches | Illuminated switch | each
1133 |  | Not in an assembly | Switches | Low-voltage momentary switch | each
1134 |  | Not in an assembly | Switches | MLV dimmer | each
1135 |  | Not in an assembly | Switches | Momentary contact switch | each
1136 |  | Not in an assembly | Switches | Occupancy sensor switch | each |  |  | Turns on automatically. The vacancy version is manual-on.
1137 |  | Not in an assembly | Switches | Pilot-light switch | each
1138 |  | Not in an assembly | Switches | Smart dimmer | each
1139 |  | Not in an assembly | Switches | Smart switch | each
1140 |  | Not in an assembly | Switches | Triple switch | each
1141 |  | Not in an assembly | Switches | Vacancy sensor switch | each |  |  | Manual-on, auto-off. The occupancy version turns on by itself.
1142 |  | Not in an assembly | Switches | Weatherproof toggle switch | each
1143 |  | Residential | Wall Plates & Misc | 1-gang wall plate, 30A/50A power receptacle, stainless | each
1144 |  | Both | Wall Plates & Misc | 1-gang wall plate, blank, nylon | each
1145 |  | Both | Wall Plates & Misc | 1-gang wall plate, blank, nylon, midway | each
1146 |  | Both | Wall Plates & Misc | 1-gang wall plate, blank, stainless | each
1147 |  | Both | Wall Plates & Misc | 1-gang wall plate, blank, stainless, oversized | each
1148 |  | Both | Wall Plates & Misc | 1-gang wall plate, decorator, nylon, midway | each
1149 |  | Both | Wall Plates & Misc | 1-gang wall plate, decorator, stainless | each
1150 |  | Both | Wall Plates & Misc | 1-gang wall plate, decorator, stainless, oversized | each
1151 |  | Both | Wall Plates & Misc | 1-gang wall plate, duplex, nylon, midway | each
1152 |  | Both | Wall Plates & Misc | 1-gang wall plate, duplex, stainless | each
1153 |  | Both | Wall Plates & Misc | 1-gang wall plate, duplex, stainless, oversized | each
1154 |  | Both | Wall Plates & Misc | 1-gang wall plate, single receptacle, stainless | each
1155 |  | Both | Wall Plates & Misc | 1-gang wall plate, toggle, nylon, midway | each
1156 |  | Both | Wall Plates & Misc | 1-gang wall plate, toggle, stainless | each
1157 |  | Both | Wall Plates & Misc | 1-gang wall plate, toggle, stainless, oversized | each
1158 |  | Not in an assembly | Wall Plates & Misc | 2-gang blank plate | each
1159 |  | Not in an assembly | Wall Plates & Misc | 2-gang wall plate | each
1160 |  | Both | Wall Plates & Misc | 2-gang wall plate, blank, nylon | each
1161 |  | Both | Wall Plates & Misc | 2-gang wall plate, blank, nylon, midway | each
1162 |  | Both | Wall Plates & Misc | 2-gang wall plate, blank, stainless | each
1163 |  | Both | Wall Plates & Misc | 2-gang wall plate, blank, stainless, oversized | each
1164 |  | Both | Wall Plates & Misc | 2-gang wall plate, decorator/decorator, nylon | each
1165 |  | Both | Wall Plates & Misc | 2-gang wall plate, decorator/decorator, nylon, midway | each
1166 |  | Both | Wall Plates & Misc | 2-gang wall plate, decorator/decorator, stainless | each
1167 |  | Both | Wall Plates & Misc | 2-gang wall plate, decorator/decorator, stainless, oversized | each
1168 |  | Both | Wall Plates & Misc | 2-gang wall plate, duplex/decorator, nylon | each
1169 |  | Both | Wall Plates & Misc | 2-gang wall plate, duplex/decorator, nylon, midway | each
1170 |  | Both | Wall Plates & Misc | 2-gang wall plate, duplex/decorator, stainless | each
1171 |  | Both | Wall Plates & Misc | 2-gang wall plate, duplex/decorator, stainless, oversized | each
1172 |  | Both | Wall Plates & Misc | 2-gang wall plate, duplex/duplex, nylon, midway | each
1173 |  | Both | Wall Plates & Misc | 2-gang wall plate, duplex/duplex, stainless | each
1174 |  | Both | Wall Plates & Misc | 2-gang wall plate, duplex/duplex, stainless, oversized | each
1175 |  | Both | Wall Plates & Misc | 2-gang wall plate, toggle/decorator, nylon | each
1176 |  | Both | Wall Plates & Misc | 2-gang wall plate, toggle/decorator, nylon, midway | each
1177 |  | Both | Wall Plates & Misc | 2-gang wall plate, toggle/decorator, stainless | each
1178 |  | Both | Wall Plates & Misc | 2-gang wall plate, toggle/decorator, stainless, oversized | each
1179 |  | Both | Wall Plates & Misc | 2-gang wall plate, toggle/duplex, nylon | each
1180 |  | Both | Wall Plates & Misc | 2-gang wall plate, toggle/duplex, nylon, midway | each
1181 |  | Both | Wall Plates & Misc | 2-gang wall plate, toggle/duplex, stainless | each
1182 |  | Both | Wall Plates & Misc | 2-gang wall plate, toggle/duplex, stainless, oversized | each
1183 |  | Both | Wall Plates & Misc | 2-gang wall plate, toggle/toggle, nylon, midway | each
1184 |  | Both | Wall Plates & Misc | 2-gang wall plate, toggle/toggle, stainless | each
1185 |  | Both | Wall Plates & Misc | 2-gang wall plate, toggle/toggle, stainless, oversized | each
1186 |  | Not in an assembly | Wall Plates & Misc | 3-gang blank plate | each
1187 |  | Not in an assembly | Wall Plates & Misc | 3-gang wall plate | each
1188 |  | Both | Wall Plates & Misc | 3-gang wall plate, blank, nylon | each
1189 |  | Both | Wall Plates & Misc | 3-gang wall plate, blank, stainless | each
1190 |  | Both | Wall Plates & Misc | 3-gang wall plate, decorator/decorator/decorator, nylon | each
1191 |  | Both | Wall Plates & Misc | 3-gang wall plate, decorator/decorator/decorator, stainless | each
1192 |  | Both | Wall Plates & Misc | 3-gang wall plate, duplex/decorator/decorator, nylon | each
1193 |  | Both | Wall Plates & Misc | 3-gang wall plate, duplex/decorator/decorator, stainless | each
1194 |  | Both | Wall Plates & Misc | 3-gang wall plate, duplex/duplex/decorator, nylon | each
1195 |  | Both | Wall Plates & Misc | 3-gang wall plate, duplex/duplex/decorator, stainless | each
1196 |  | Both | Wall Plates & Misc | 3-gang wall plate, duplex/duplex/duplex, nylon | each
1197 |  | Both | Wall Plates & Misc | 3-gang wall plate, duplex/duplex/duplex, stainless | each
1198 |  | Both | Wall Plates & Misc | 3-gang wall plate, toggle/decorator/decorator, nylon | each
1199 |  | Both | Wall Plates & Misc | 3-gang wall plate, toggle/decorator/decorator, stainless | each
1200 |  | Both | Wall Plates & Misc | 3-gang wall plate, toggle/duplex/decorator, nylon | each
1201 |  | Both | Wall Plates & Misc | 3-gang wall plate, toggle/duplex/decorator, stainless | each
1202 |  | Both | Wall Plates & Misc | 3-gang wall plate, toggle/duplex/duplex, nylon | each
1203 |  | Both | Wall Plates & Misc | 3-gang wall plate, toggle/duplex/duplex, stainless | each
1204 |  | Both | Wall Plates & Misc | 3-gang wall plate, toggle/toggle/decorator, nylon | each
1205 |  | Both | Wall Plates & Misc | 3-gang wall plate, toggle/toggle/decorator, stainless | each
1206 |  | Both | Wall Plates & Misc | 3-gang wall plate, toggle/toggle/duplex, nylon | each
1207 |  | Both | Wall Plates & Misc | 3-gang wall plate, toggle/toggle/duplex, stainless | each
1208 |  | Both | Wall Plates & Misc | 3-gang wall plate, toggle/toggle/toggle, stainless | each
1209 |  | Not in an assembly | Wall Plates & Misc | 4-gang blank plate | each
1210 |  | Not in an assembly | Wall Plates & Misc | 4-gang wall plate | each
1211 |  | Both | Wall Plates & Misc | 4-gang wall plate, blank, nylon | each
1212 |  | Both | Wall Plates & Misc | 4-gang wall plate, blank, stainless | each
1213 |  | Both | Wall Plates & Misc | 4-gang wall plate, decorator/decorator/decorator/decorator, nylon | each
1214 |  | Both | Wall Plates & Misc | 4-gang wall plate, decorator/decorator/decorator/decorator, stainless | each
1215 |  | Both | Wall Plates & Misc | 4-gang wall plate, duplex/duplex/duplex/duplex, nylon | each
1216 |  | Both | Wall Plates & Misc | 4-gang wall plate, duplex/duplex/duplex/duplex, stainless | each
1217 |  | Both | Wall Plates & Misc | 4-gang wall plate, toggle/toggle/toggle/toggle, nylon | each
1218 |  | Both | Wall Plates & Misc | 4-gang wall plate, toggle/toggle/toggle/toggle, stainless | each
1219 |  | Not in an assembly | Wall Plates & Misc | 5-gang wall plate | each
1220 |  | Not in an assembly | Wall Plates & Misc | 6-gang wall plate | each
1221 |  | Not in an assembly | Wall Plates & Misc | Cable entry plate | each
1222 |  | Not in an assembly | Wall Plates & Misc | Device mounting screw | each
1223 |  | Not in an assembly | Wall Plates & Misc | Device shim | each
1224 |  | Not in an assembly | Wall Plates & Misc | Device wing bracket | each
1225 |  | Not in an assembly | Wall Plates & Misc | Duplex/toggle combo plate | each
1226 |  | Not in an assembly | Wall Plates & Misc | Jumbo wall plate | each
1227 |  | Not in an assembly | Wall Plates & Misc | Screwless wall plate | each
1228 |  | Not in an assembly | Wall Plates & Misc | Stainless steel wall plate | each
1229 |  | Not in an assembly | Wall Plates & Misc | Stainless steel weatherproof cover | each
1230 |  | Not in an assembly | Wall Plates & Misc | Wall plate | each |  |  | 1-gang. The 2- and 3-gang plates are separate items.
1231 |  | Not in an assembly | Wall Plates & Misc | Wall plate gasket | each
1232 |  | Not in an assembly | Wall Plates & Misc | Wall plate screws | each
1233 |  | Not in an assembly | Wall Plates & Misc | Weatherproof flip cover | each
1234 |  | Residential | Wall Plates & Misc | Weatherproof in-use cover, 30A/50A power receptacle | each
1235 |  | Commercial | Wall Plates & Misc | Weatherproof in-use cover, metal, heavy-duty | each
1236 |  | Commercial | Wall Plates & Misc | Weatherproof in-use cover, metal, heavy-duty, 2-gang | each
1237 |  | Not in an assembly | Service Entrance | Ground rod access well | each
1238 |  | Not in an assembly | Service Entrance | Main bonding jumper kit | each
1239 |  | Not in an assembly | Service Entrance | Mast guy wire kit | each
1240 |  | Not in an assembly | Service Entrance | Meter seal | each
1241 |  | Not in an assembly | Service Entrance | Meter socket adapter ring | each
1242 |  | Not in an assembly | Service Entrance | Service entrance cap | each |  |  | For SE cable with no conduit — not a conduit weatherhead.
1243 |  | Not in an assembly | Service Entrance | Service entrance elbow | each
1244 |  | Not in an assembly | Service Entrance | Service mast, 2" | each
1245 |  | Not in an assembly | Service Entrance | Service mast, 2-1/2" | each
1246 |  | Not in an assembly | Service Entrance | Service mast, 3" | each
1247 |  | Not in an assembly | Panels | 30A cartridge fuse | each
1248 |  | Not in an assembly | Panels | 60A cartridge fuse | each
1249 |  | Not in an assembly | Panels | 200A cartridge fuse | each
1250 |  | Not in an assembly | Panels | 400A cartridge fuse | each
1251 |  | Not in an assembly | Panels | 600A cartridge fuse | each
1252 |  | Not in an assembly | Panels | Feed-through lug kit | each
1253 |  | Not in an assembly | Panels | 30A fused disconnect, NEMA 1 | each
1254 |  | Not in an assembly | Panels | 60A fused disconnect, NEMA 1 | each
1255 |  | Not in an assembly | Panels | 200A fused disconnect, NEMA 1 | each
1256 |  | Not in an assembly | Panels | 30A fused disconnect, NEMA 3R | each
1257 |  | Not in an assembly | Panels | 60A fused disconnect, NEMA 3R | each
1258 |  | Not in an assembly | Panels | 100A fused disconnect, NEMA 3R | each
1259 |  | Not in an assembly | Panels | 200A fused disconnect, NEMA 3R | each
1260 |  | Not in an assembly | Panels | Generator-ready main panel | each
1261 |  | Not in an assembly | Panels | 50A GFCI spa disconnect | each |  |  | All-in-one enclosure with the GFCI breaker built in.
1262 |  | Not in an assembly | Panels | 100A main panel | each
1263 |  | Not in an assembly | Panels | 125A main panel | each
1264 |  | Not in an assembly | Panels | 150A main panel | each
1265 |  | Not in an assembly | Panels | 400A main panel | each
1266 |  | Not in an assembly | Panels | 60A main panel, 12-space | each
1267 |  | Not in an assembly | Panels | 100A main panel, 12-space | each
1268 |  | Not in an assembly | Panels | 100A main panel, 20-space | each
1269 |  | Not in an assembly | Panels | 125A main panel, 20-space | each
1270 |  | Not in an assembly | Panels | 125A main panel, 24-space | each
1271 |  | Not in an assembly | Panels | 125A main panel, 30-space | each
1272 |  | Not in an assembly | Panels | 150A main panel, 30-space | each
1273 |  | Not in an assembly | Panels | 200A main panel, 30-space | each
1274 |  | Not in an assembly | Panels | 150A main panel, 40-space | each
1275 |  | Not in an assembly | Panels | 200A main panel, 42-space | each
1276 |  | Not in an assembly | Panels | 225A main panel, 42-space | each
1277 |  | Not in an assembly | Panels | 400A main panel, 42-space | each
1278 |  | Not in an assembly | Panels | 100A main-lug sub-panel | each |  |  | Main-lug only — fed from an upstream breaker, with no main of its own.
1279 |  | Not in an assembly | Panels | 125A main-lug sub-panel | each |  |  | Main-lug only — fed from an upstream breaker, with no main of its own.
1280 |  | Not in an assembly | Panels | 150A main-lug sub-panel | each |  |  | Main-lug only — fed from an upstream breaker, with no main of its own.
1281 |  | Not in an assembly | Panels | 200A main-lug sub-panel | each |  |  | Main-lug only — fed from an upstream breaker, with no main of its own.
1282 |  | Not in an assembly | Panels | 400A main-lug sub-panel | each |  |  | Main-lug only — fed from an upstream breaker, with no main of its own.
1283 |  | Not in an assembly | Panels | 60A main-lug sub-panel, 12-space | each
1284 |  | Not in an assembly | Panels | 100A main-lug sub-panel, 12-space | each
1285 |  | Not in an assembly | Panels | 100A main-lug sub-panel, 20-space | each
1286 |  | Not in an assembly | Panels | 125A main-lug sub-panel, 20-space | each
1287 |  | Not in an assembly | Panels | 125A main-lug sub-panel, 24-space | each
1288 |  | Not in an assembly | Panels | 125A main-lug sub-panel, 30-space | each
1289 |  | Not in an assembly | Panels | 150A main-lug sub-panel, 30-space | each
1290 |  | Not in an assembly | Panels | 200A main-lug sub-panel, 30-space | each
1291 |  | Not in an assembly | Panels | 150A main-lug sub-panel, 40-space | each
1292 |  | Not in an assembly | Panels | 200A main-lug sub-panel, 40-space | each
1293 |  | Not in an assembly | Panels | 200A main-lug sub-panel, 42-space | each
1294 |  | Not in an assembly | Panels | 225A main-lug sub-panel, 42-space | each
1295 |  | Not in an assembly | Panels | 400A main-lug sub-panel, 42-space | each
1296 |  | Not in an assembly | Panels | 60A main-lug sub-panel, 8-space | each
1297 |  | Not in an assembly | Panels | 400A meter base | each
1298 |  | Not in an assembly | Panels | 100A non-fused disconnect, NEMA 1 | each
1299 |  | Not in an assembly | Panels | 200A non-fused disconnect, NEMA 1 | each
1300 |  | Not in an assembly | Panels | 100A non-fused disconnect, NEMA 3R | each
1301 |  | Not in an assembly | Panels | 200A non-fused disconnect, NEMA 3R | each
1302 |  | Not in an assembly | Panels | 100A outdoor main panel | each
1303 |  | Not in an assembly | Panels | 200A outdoor main panel | each
1304 |  | Not in an assembly | Panels | Panel cover, flush | each
1305 |  | Not in an assembly | Panels | Panel cover, surface | each
1306 |  | Not in an assembly | Panels | Panel neutral bar | each
1307 |  | Not in an assembly | Panels | Panel trim ring | each
1308 |  | Not in an assembly | Panels | Panelboard interior only | each
1309 |  | Not in an assembly | Panels | 100A panelboard, 3-phase main-lug, 24-space | each |  |  | 208Y/120V, 3-phase 4-wire. Main-lug only: fed from an upstream breaker.
1310 |  | Not in an assembly | Panels | 125A panelboard, 3-phase main-lug, 30-space | each |  |  | 208Y/120V, 3-phase 4-wire. Main-lug only: fed from an upstream breaker.
1311 |  | Not in an assembly | Panels | 400A panelboard, 3-phase main-lug, 42-space | each |  |  | 208Y/120V, 3-phase 4-wire. Main-lug only: fed from an upstream breaker.
1312 |  | Not in an assembly | Breakers | 15A 1-Pole half-size breaker | each
1313 |  | Not in an assembly | Breakers | 20A 1-Pole half-size breaker | each
1314 |  | Not in an assembly | Breakers | 30A 1-Pole half-size breaker | each
1315 |  | Not in an assembly | Breakers | 15/15 tandem breaker | each
1316 |  | Not in an assembly | Breakers | 15/20 tandem breaker | each
1317 |  | Not in an assembly | Breakers | 15A 2-Pole half-size breaker | each
1318 |  | Not in an assembly | Breakers | 20A 2-Pole half-size breaker | each
1319 |  | Not in an assembly | Breakers | 30A 2-Pole half-size breaker | each
1320 |  | Not in an assembly | Breakers | 40A 2-Pole half-size breaker | each
1321 |  | Not in an assembly | Breakers | 50A 2-Pole half-size breaker | each
1322 |  | Not in an assembly | Breakers | 20/20 tandem breaker | each
1323 |  | Not in an assembly | Breakers | 30/30 tandem breaker | each
1324 |  | Not in an assembly | Breakers | 25A 1-Pole breaker | each
1325 |  | Not in an assembly | Breakers | 30A 1-Pole breaker | each
1326 |  | Not in an assembly | Breakers | 35A 1-Pole breaker | each
1327 |  | Not in an assembly | Breakers | 40A 1-Pole breaker | each
1328 |  | Not in an assembly | Breakers | 45A 1-Pole breaker | each
1329 |  | Not in an assembly | Breakers | 50A 1-Pole breaker | each
1330 |  | Not in an assembly | Breakers | 15A 1-Pole AFCI breaker | each
1331 |  | Not in an assembly | Breakers | 25A 1-Pole AFCI breaker | each
1332 |  | Not in an assembly | Breakers | 30A 1-Pole AFCI breaker | each
1333 |  | Not in an assembly | Breakers | 15A 1-Pole GFCI breaker | each
1334 |  | Not in an assembly | Breakers | 30A 1-Pole GFCI breaker | each
1335 |  | Not in an assembly | Breakers | 15A 1-Pole AFCI/GFCI combo breaker | each
1336 |  | Not in an assembly | Breakers | 15A 2-Pole breaker | each
1337 |  | Not in an assembly | Breakers | 25A 2-Pole breaker | each
1338 |  | Not in an assembly | Breakers | 35A 2-Pole breaker | each
1339 |  | Not in an assembly | Breakers | 45A 2-Pole breaker | each
1340 |  | Not in an assembly | Breakers | 70A 2-Pole breaker | each
1341 |  | Not in an assembly | Breakers | 80A 2-Pole breaker | each
1342 |  | Not in an assembly | Breakers | 90A 2-Pole breaker | each
1343 |  | Not in an assembly | Breakers | 100A 2-Pole breaker | each
1344 |  | Not in an assembly | Breakers | 110A 2-Pole breaker | each
1345 |  | Not in an assembly | Breakers | 125A 2-Pole breaker | each
1346 |  | Not in an assembly | Breakers | 150A 2-Pole breaker | each
1347 |  | Not in an assembly | Breakers | 175A 2-Pole breaker | each
1348 |  | Not in an assembly | Breakers | 200A 2-Pole breaker | each
1349 |  | Not in an assembly | Breakers | 100A 2-Pole main breaker | each
1350 |  | Not in an assembly | Breakers | 125A 2-Pole main breaker | each
1351 |  | Not in an assembly | Breakers | 150A 2-Pole main breaker | each
1352 |  | Not in an assembly | Breakers | 200A 2-Pole main breaker | each
1353 |  | Not in an assembly | Breakers | 15A 2-Pole quad breaker | each
1354 |  | Not in an assembly | Breakers | 20A 2-Pole quad breaker | each
1355 |  | Not in an assembly | Breakers | 20A 2-Pole AFCI breaker | each
1356 |  | Not in an assembly | Breakers | 30A 2-Pole AFCI breaker | each
1357 |  | Not in an assembly | Breakers | 30A 2-Pole GFCI breaker | each
1358 |  | Not in an assembly | Breakers | 40A 2-Pole GFCI breaker | each
1359 |  | Not in an assembly | Breakers | 60A 2-Pole GFCI breaker | each
1360 |  | Not in an assembly | Breakers | 20A 2-Pole AFCI/GFCI combo breaker | each
1361 |  | Not in an assembly | Breakers | 30A 2-Pole AFCI/GFCI combo breaker | each
1362 |  | Not in an assembly | Breakers | 15A 3-Pole breaker | each
1363 |  | Not in an assembly | Breakers | 20A 3-Pole breaker | each
1364 |  | Not in an assembly | Breakers | 25A 3-Pole breaker | each
1365 |  | Not in an assembly | Breakers | 35A 3-Pole breaker | each
1366 |  | Not in an assembly | Breakers | 40A 3-Pole breaker | each
1367 |  | Not in an assembly | Breakers | 45A 3-Pole breaker | each
1368 |  | Not in an assembly | Breakers | 50A 3-Pole breaker | each
1369 |  | Not in an assembly | Breakers | 60A 3-Pole breaker | each
1370 |  | Not in an assembly | Breakers | 80A 3-Pole breaker | each
1371 |  | Not in an assembly | Breakers | 90A 3-Pole breaker | each
1372 |  | Not in an assembly | Breakers | 125A 3-Pole breaker | each
1373 |  | Not in an assembly | Breakers | 150A 3-Pole breaker | each
1374 |  | Not in an assembly | Breakers | 200A 3-Pole breaker | each
1375 |  | Not in an assembly | Breakers | Shunt-trip breaker, 3-Pole | each
1376 |  | Not in an assembly | Breakers | Breaker handle tie | each
1377 |  | Not in an assembly | Breakers | Breaker hold-down kit | each
1378 |  | Not in an assembly | Breakers | Breaker-style surge protective device | each
1379 |  | Not in an assembly | Breakers | Sub-feed breaker kit | each
1380 |  | Not in an assembly | Lighting Hardware | 3" adjustable trim | each
1381 |  | Not in an assembly | Lighting Hardware | 4" adjustable trim | each
1382 |  | Not in an assembly | Lighting Hardware | 5" adjustable trim | each
1383 |  | Not in an assembly | Lighting Hardware | 6" adjustable trim | each
1384 |  | Not in an assembly | Lighting Hardware | 3" baffle trim | each
1385 |  | Not in an assembly | Lighting Hardware | 4" baffle trim | each
1386 |  | Not in an assembly | Lighting Hardware | 5" baffle trim | each
1387 |  | Not in an assembly | Lighting Hardware | 6" baffle trim | each
1388 |  | Not in an assembly | Lighting Hardware | Bollard light | each
1389 |  | Not in an assembly | Lighting Hardware | 3" canless wafer LED downlight | each
1390 |  | Not in an assembly | Lighting Hardware | 5" canless wafer LED downlight | each
1391 |  | Not in an assembly | Lighting Hardware | 2" canless wafer LED downlight, CCT selectable | each
1392 |  | Not in an assembly | Lighting Hardware | 3" canless wafer LED downlight, CCT selectable | each
1393 |  | Not in an assembly | Lighting Hardware | 4" canless wafer LED downlight, CCT selectable | each
1394 |  | Not in an assembly | Lighting Hardware | 5" canless wafer LED downlight, CCT selectable | each
1395 |  | Not in an assembly | Lighting Hardware | 6" canless wafer LED downlight, CCT selectable | each
1396 |  | Not in an assembly | Lighting Hardware | 8" canless wafer LED downlight, CCT selectable | each
1397 |  | Not in an assembly | Lighting Hardware | 2" canless wafer LED downlight, gimbal | each
1398 |  | Not in an assembly | Lighting Hardware | 3" canless wafer LED downlight, gimbal | each
1399 |  | Not in an assembly | Lighting Hardware | 4" canless wafer LED downlight, gimbal | each
1400 |  | Not in an assembly | Lighting Hardware | 5" canless wafer LED downlight, gimbal | each
1401 |  | Not in an assembly | Lighting Hardware | 6" canless wafer LED downlight, gimbal | each
1402 |  | Not in an assembly | Lighting Hardware | 8" canless wafer LED downlight, gimbal | each
1403 |  | Not in an assembly | Lighting Hardware | 2" canless wafer LED downlight, slim | each
1404 |  | Not in an assembly | Lighting Hardware | 3" canless wafer LED downlight, slim | each
1405 |  | Not in an assembly | Lighting Hardware | 4" canless wafer LED downlight, slim | each
1406 |  | Not in an assembly | Lighting Hardware | 5" canless wafer LED downlight, slim | each
1407 |  | Not in an assembly | Lighting Hardware | 6" canless wafer LED downlight, slim | each
1408 |  | Not in an assembly | Lighting Hardware | 8" canless wafer LED downlight, slim | each
1409 |  | Not in an assembly | Lighting Hardware | 2" canless wafer LED downlight, wet rated | each
1410 |  | Not in an assembly | Lighting Hardware | 3" canless wafer LED downlight, wet rated | each
1411 |  | Not in an assembly | Lighting Hardware | 4" canless wafer LED downlight, wet rated | each
1412 |  | Not in an assembly | Lighting Hardware | 5" canless wafer LED downlight, wet rated | each
1413 |  | Not in an assembly | Lighting Hardware | 6" canless wafer LED downlight, wet rated | each
1414 |  | Not in an assembly | Lighting Hardware | 8" canless wafer LED downlight, wet rated | each
1415 |  | Not in an assembly | Lighting Hardware | Daylight sensor | each
1416 |  | Not in an assembly | Lighting Hardware | Emergency light | each
1417 |  | Not in an assembly | Lighting Hardware | Exit sign, double face | each
1418 |  | Not in an assembly | Lighting Hardware | 3" eyeball trim | each
1419 |  | Not in an assembly | Lighting Hardware | 4" eyeball trim | each
1420 |  | Not in an assembly | Lighting Hardware | 5" eyeball trim | each
1421 |  | Not in an assembly | Lighting Hardware | 6" eyeball trim | each
1422 |  | Not in an assembly | Lighting Hardware | Fixture hanging kit, aircraft cable | each
1423 |  | Not in an assembly | Lighting Hardware | Flood light | each
1424 |  | Not in an assembly | Lighting Hardware | 3" gimbal trim | each
1425 |  | Not in an assembly | Lighting Hardware | 4" gimbal trim | each
1426 |  | Not in an assembly | Lighting Hardware | 5" gimbal trim | each
1427 |  | Not in an assembly | Lighting Hardware | 6" gimbal trim | each
1428 |  | Not in an assembly | Lighting Hardware | In-ground splice box | each
1429 |  | Not in an assembly | Lighting Hardware | Landscape light stake | each
1430 |  | Not in an assembly | Lighting Hardware | LED A19 bulb, 60W equivalent | each
1431 |  | Not in an assembly | Lighting Hardware | LED A21 bulb, 100W equivalent | each
1432 |  | Not in an assembly | Lighting Hardware | LED BR30 flood bulb | each
1433 |  | Not in an assembly | Lighting Hardware | LED BR40 flood bulb | each
1434 |  | Not in an assembly | Lighting Hardware | LED candelabra bulb, E12 | each
1435 |  | Not in an assembly | Lighting Hardware | LED canopy light | each
1436 |  | Not in an assembly | Lighting Hardware | LED corn bulb, E26 | each
1437 |  | Not in an assembly | Lighting Hardware | LED cylinder downlight | each
1438 |  | Not in an assembly | Lighting Hardware | 4" LED disc light | each
1439 |  | Not in an assembly | Lighting Hardware | 5" LED disc light | each
1440 |  | Not in an assembly | Lighting Hardware | 6" LED disc light | each
1441 |  | Not in an assembly | Lighting Hardware | 4" LED disc light, CCT selectable | each
1442 |  | Not in an assembly | Lighting Hardware | 5" LED disc light, CCT selectable | each
1443 |  | Not in an assembly | Lighting Hardware | 6" LED disc light, CCT selectable | each
1444 |  | Not in an assembly | Lighting Hardware | 7" LED disc light, CCT selectable | each
1445 |  | Not in an assembly | Lighting Hardware | LED G25 globe bulb | each
1446 |  | Not in an assembly | Lighting Hardware | LED mirror light | each
1447 |  | Not in an assembly | Lighting Hardware | LED PAR30 bulb | each
1448 |  | Not in an assembly | Lighting Hardware | LED PAR38 bulb | each
1449 |  | Not in an assembly | Lighting Hardware | LED PL-pin lamp, G24 | each
1450 |  | Not in an assembly | Lighting Hardware | 5" LED retrofit trim | each
1451 |  | Not in an assembly | Lighting Hardware | LED security light, dusk-to-dawn | each
1452 |  | Not in an assembly | Lighting Hardware | LED security light, motion-activated, 3-head | each
1453 |  | Not in an assembly | Lighting Hardware | LED step light | each
1454 |  | Not in an assembly | Lighting Hardware | 2 ft LED strip fixture | each
1455 |  | Not in an assembly | Lighting Hardware | 2 ft LED T8 tube, ballast bypass | each
1456 |  | Not in an assembly | Lighting Hardware | 2 ft LED T8 tube, ballast compatible | each
1457 |  | Not in an assembly | Lighting Hardware | LED tape light | 100 ft |  |  | Sold by the foot. A standard reel is 16.4 ft (5 m).
1458 |  | Not in an assembly | Lighting Hardware | LED tape light power supply | each
1459 |  | Not in an assembly | Lighting Hardware | 8 ft LED wraparound | each
1460 |  | Not in an assembly | Lighting Hardware | 12 ft light pole | each
1461 |  | Not in an assembly | Lighting Hardware | 30 ft light pole | each
1462 |  | Not in an assembly | Lighting Hardware | 4 ft lighting track | each |  |  | The rail only — heads are a separate item.
1463 |  | Not in an assembly | Lighting Hardware | 6 ft lighting track | each |  |  | The rail only — heads are a separate item.
1464 |  | Not in an assembly | Lighting Hardware | 4 ft MC whip | each
1465 |  | Not in an assembly | Lighting Hardware | Occupancy sensor, high bay | each
1466 |  | Not in an assembly | Lighting Hardware | 3" open trim | each
1467 |  | Not in an assembly | Lighting Hardware | 4" open trim | each
1468 |  | Not in an assembly | Lighting Hardware | 5" open trim | each
1469 |  | Not in an assembly | Lighting Hardware | 6" open trim | each
1470 |  | Not in an assembly | Lighting Hardware | Pole mounting arm | each
1471 |  | Not in an assembly | Lighting Hardware | Pole wire harness | each
1472 |  | Not in an assembly | Lighting Hardware | Recessed can conversion kit | each
1473 |  | Not in an assembly | Lighting Hardware | 3" recessed can, airtight shallow | each
1474 |  | Not in an assembly | Lighting Hardware | 4" recessed can, airtight shallow | each
1475 |  | Not in an assembly | Lighting Hardware | 5" recessed can, airtight shallow | each
1476 |  | Not in an assembly | Lighting Hardware | 6" recessed can, airtight shallow | each
1477 |  | Not in an assembly | Lighting Hardware | 3" recessed can, new construction IC | each
1478 |  | Not in an assembly | Lighting Hardware | 5" recessed can, new construction IC | each
1479 |  | Not in an assembly | Lighting Hardware | 3" recessed can, new construction non-IC | each
1480 |  | Not in an assembly | Lighting Hardware | 4" recessed can, new construction non-IC | each
1481 |  | Not in an assembly | Lighting Hardware | 5" recessed can, new construction non-IC | each
1482 |  | Not in an assembly | Lighting Hardware | 6" recessed can, new construction non-IC | each
1483 |  | Not in an assembly | Lighting Hardware | 3" recessed can, remodel IC | each
1484 |  | Not in an assembly | Lighting Hardware | 5" recessed can, remodel IC | each
1485 |  | Not in an assembly | Lighting Hardware | 3" recessed can, remodel non-IC | each
1486 |  | Not in an assembly | Lighting Hardware | 4" recessed can, remodel non-IC | each
1487 |  | Not in an assembly | Lighting Hardware | 5" recessed can, remodel non-IC | each
1488 |  | Not in an assembly | Lighting Hardware | 6" recessed can, remodel non-IC | each
1489 |  | Not in an assembly | Lighting Hardware | 3" recessed can, sloped ceiling | each
1490 |  | Not in an assembly | Lighting Hardware | 4" recessed can, sloped ceiling | each
1491 |  | Not in an assembly | Lighting Hardware | 5" recessed can, sloped ceiling | each
1492 |  | Not in an assembly | Lighting Hardware | 6" recessed can, sloped ceiling | each
1493 |  | Not in an assembly | Lighting Hardware | 3" reflector trim | each
1494 |  | Not in an assembly | Lighting Hardware | 4" reflector trim | each
1495 |  | Not in an assembly | Lighting Hardware | 5" reflector trim | each
1496 |  | Not in an assembly | Lighting Hardware | 6" reflector trim | each
1497 |  | Not in an assembly | Lighting Hardware | Semi-flush ceiling fixture | each
1498 |  | Not in an assembly | Lighting Hardware | 3" shower wet-rated trim | each
1499 |  | Not in an assembly | Lighting Hardware | 5" shower wet-rated trim | each
1500 |  | Not in an assembly | Lighting Hardware | 6" shower wet-rated trim | each
1501 |  | Not in an assembly | Lighting Hardware | Tape light channel | each
1502 |  | Not in an assembly | Lighting Hardware | Tenon adapter | each
1503 |  | Not in an assembly | Lighting Hardware | Track light connector | each
1504 |  | Not in an assembly | Lighting Hardware | 12" under-cabinet light bar | each |  |  | Rigid bar fixture, sold per unit.
1505 |  | Not in an assembly | Lighting Hardware | 18" under-cabinet light bar | each |  |  | Rigid bar fixture, sold per unit.
1506 |  | Not in an assembly | Lighting Hardware | 36" under-cabinet light bar | each |  |  | Rigid bar fixture, sold per unit.
1507 |  | Not in an assembly | Lighting Hardware | Vanity light bar | each
1508 |  | Not in an assembly | Lighting Hardware | Vanity light, 1-light | each
1509 |  | Not in an assembly | Lighting Hardware | Vanity light, 2-light | each
1510 |  | Not in an assembly | Lighting Hardware | Vanity light, 4-light | each
1511 |  | Not in an assembly | Lighting Hardware | 8 ft vapor tight fixture | each
1512 |  | Not in an assembly | Lighting Hardware | Wall pack, large | each
1513 |  | Not in an assembly | Lighting Hardware | Wall pack, mini | each
1514 |  | Not in an assembly | Grounding & Bonding | Bonding jumper | each
1515 |  | Not in an assembly | Grounding & Bonding | Exothermic weld mold | each
1516 |  | Not in an assembly | Grounding & Bonding | Exothermic weld powder | each
1517 |  | Not in an assembly | Grounding & Bonding | Gas pipe bonding clamp | each
1518 |  | Not in an assembly | Grounding & Bonding | Ground lug, mechanical | each
1519 |  | Not in an assembly | Grounding & Bonding | Ground plate electrode | each
1520 |  | Not in an assembly | Grounding & Bonding | Ground rod, 5/8" x 10 ft | each
1521 |  | Not in an assembly | Grounding & Bonding | Ground rod, 3/4" x 10 ft | each
1522 |  | Not in an assembly | Grounding & Bonding | Ground rod coupling | each
1523 |  | Not in an assembly | Grounding & Bonding | Ground rod driving stud | each
1524 |  | Not in an assembly | Grounding & Bonding | Ground wire staple | each
1525 |  | Not in an assembly | Grounding & Bonding | Grounding screw | each
1526 |  | Not in an assembly | Grounding & Bonding | Rebar ground clamp | each
1527 |  | Not in an assembly | Life Safety | Addressable module | each
1528 |  | Not in an assembly | Life Safety | Beam detector | each
1529 |  | Not in an assembly | Life Safety | Detector mounting bracket | each
1530 |  | Not in an assembly | Life Safety | Detector wiring harness | each
1531 |  | Not in an assembly | Life Safety | End-of-line resistor | each
1532 |  | Not in an assembly | Life Safety | Fire alarm battery | each
1533 |  | Not in an assembly | Life Safety | Fire alarm control panel | each
1534 |  | Not in an assembly | Life Safety | Fire alarm relay module | each
1535 |  | Not in an assembly | Life Safety | Fire alarm remote annunciator | each
1536 |  | Not in an assembly | Life Safety | Fire alarm speaker/strobe | each
1537 |  | Not in an assembly | Life Safety | Fire alarm strobe | each
1538 |  | Not in an assembly | Life Safety | Hardwired CO detector | each
1539 |  | Not in an assembly | Life Safety | Hardwired smoke detector | each |  |  | Smoke only. The combination smoke/CO unit is a separate item.
1540 |  | Not in an assembly | Life Safety | Hardwired smoke detector, 10-year | each
1541 |  | Not in an assembly | Life Safety | Heat detector | each
1542 |  | Not in an assembly | Low Voltage | 150W landscape transformer | each
1543 |  | Not in an assembly | Low Voltage | 600W landscape transformer | each
1544 |  | Not in an assembly | Low Voltage | Cat5e cable Copper | 100 ft
1545 |  | Not in an assembly | Low Voltage | Cat5e jack | each
1546 |  | Not in an assembly | Low Voltage | Cat5e patch panel | each
1547 |  | Not in an assembly | Low Voltage | Cat6 patch cord, 7 ft | each
1548 |  | Not in an assembly | Low Voltage | Cat6 plenum cable Copper | 100 ft
1549 |  | Not in an assembly | Low Voltage | Cat6 shielded cable Copper | 100 ft
1550 |  | Not in an assembly | Low Voltage | Cat6A cable Copper | 100 ft
1551 |  | Not in an assembly | Low Voltage | Cat6A jack | each
1552 |  | Not in an assembly | Low Voltage | Chime extender kit | each
1553 |  | Not in an assembly | Low Voltage | Coax amplifier | each
1554 |  | Not in an assembly | Low Voltage | Coax ground block | each
1555 |  | Not in an assembly | Low Voltage | Coax splitter | each
1556 |  | Not in an assembly | Low Voltage | 18/8 control wire Copper | 100 ft
1557 |  | Not in an assembly | Low Voltage | D-ring cable guide | each
1558 |  | Not in an assembly | Low Voltage | Doorbell chime, wireless | each
1559 |  | Not in an assembly | Low Voltage | Doorbell diode | each
1560 |  | Not in an assembly | Low Voltage | Fiber optic cable | 100 ft
1561 |  | Not in an assembly | Low Voltage | Fiber patch panel | each
1562 |  | Not in an assembly | Low Voltage | HDMI wall plate | each
1563 |  | Not in an assembly | Low Voltage | Hook-and-loop cable strap | each
1564 |  | Not in an assembly | Low Voltage | Keypad mounting plate | each
1565 |  | Not in an assembly | Low Voltage | Keystone wall plate, 2-port | each
1566 |  | Not in an assembly | Low Voltage | Keystone wall plate, 4-port | each
1567 |  | Not in an assembly | Low Voltage | Keystone wall plate, 6-port | each
1568 |  | Not in an assembly | Low Voltage | Lighted doorbell button | each
1569 |  | Not in an assembly | Low Voltage | NVR enclosure | each
1570 |  | Not in an assembly | Low Voltage | Patch panel blank | each
1571 |  | Not in an assembly | Low Voltage | Rack shelf | each
1572 |  | Not in an assembly | Low Voltage | RG11 coax cable Copper | 100 ft
1573 |  | Not in an assembly | Low Voltage | 22/2 security cable Copper | 100 ft
1574 |  | Not in an assembly | Low Voltage | 22/4 security cable Copper | 100 ft
1575 |  | Not in an assembly | Low Voltage | Security camera cable Copper | 100 ft
1576 |  | Not in an assembly | Low Voltage | Security camera, bullet | each
1577 |  | Not in an assembly | Low Voltage | Speaker wall plate | each
1578 |  | Not in an assembly | Low Voltage | 14/2 speaker wire Copper | 100 ft
1579 |  | Not in an assembly | Low Voltage | Surface raceway (wire mold), low voltage | 100 ft
1580 |  | Not in an assembly | Low Voltage | Thermostat wall plate | each
1581 |  | Not in an assembly | Low Voltage | Vertical cable manager | each
1582 |  | Not in an assembly | Low Voltage | Volume control | each
1583 |  | Both | Connectors & Terminations | Butt splice, blue (16-14 AWG) | each |  |  | Insulated crimp splice, colour-coded by wire range.
1584 |  | Both | Connectors & Terminations | Butt splice, red (22-18 AWG) | each |  |  | Insulated crimp splice, colour-coded by wire range.
1585 |  | Both | Connectors & Terminations | Butt splice, yellow (12-10 AWG) | each |  |  | Insulated crimp splice, colour-coded by wire range.
1586 |  | Not in an assembly | Connectors & Terminations | Cable staple | each
1587 |  | Both | Connectors & Terminations | 3/4" cord grip (0.40"-0.70" cord) | each |  |  | Typical cord range for this thread size — check it against the cord's diameter.
1588 |  | Both | Connectors & Terminations | 1" cord grip (0.50"-0.90" cord) | each |  |  | Typical cord range for this thread size — check it against the cord's diameter.
1589 |  | Not in an assembly | Connectors & Terminations | 14-10 AWG crimp lug | each |  |  | Sized by the conductor range it accepts, not by a single gauge.
1590 |  | Not in an assembly | Connectors & Terminations | 8-6 AWG crimp lug | each |  |  | Sized by the conductor range it accepts, not by a single gauge.
1591 |  | Not in an assembly | Connectors & Terminations | 4-2 AWG crimp lug | each |  |  | Sized by the conductor range it accepts, not by a single gauge.
1592 |  | Not in an assembly | Connectors & Terminations | 1-1/0 AWG crimp lug | each |  |  | Sized by the conductor range it accepts, not by a single gauge.
1593 |  | Not in an assembly | Connectors & Terminations | 250-350 kcmil crimp lug | each |  |  | Sized by the conductor range it accepts, not by a single gauge.
1594 |  | Not in an assembly | Connectors & Terminations | 400 kcmil crimp lug, single size | each |  |  | Sized for one conductor, 400 kcmil — sold per size, not by range.
1595 |  | Not in an assembly | Connectors & Terminations | 500 kcmil crimp lug, single size | each |  |  | Sized for one conductor, 500 kcmil — sold per size, not by range.
1596 |  | Both | Connectors & Terminations | #8 crimp sleeve | each
1597 |  | Both | Connectors & Terminations | #6 crimp sleeve | each
1598 |  | Both | Connectors & Terminations | #4 crimp sleeve | each
1599 |  | Not in an assembly | Connectors & Terminations | #2 crimp sleeve | each
1600 |  | Not in an assembly | Connectors & Terminations | #1 crimp sleeve | each
1601 |  | Not in an assembly | Connectors & Terminations | 1/0 crimp sleeve | each
1602 |  | Not in an assembly | Connectors & Terminations | 2/0 crimp sleeve | each
1603 |  | Not in an assembly | Connectors & Terminations | 3/0 crimp sleeve | each
1604 |  | Not in an assembly | Connectors & Terminations | 4/0 crimp sleeve | each
1605 |  | Commercial | Connectors & Terminations | 250 kcmil crimp sleeve | each
1606 |  | Commercial | Connectors & Terminations | 350 kcmil crimp sleeve | each
1607 |  | Commercial | Connectors & Terminations | 500 kcmil crimp sleeve | each
1608 |  | Not in an assembly | Connectors & Terminations | DIN rail | each
1609 |  | Not in an assembly | Connectors & Terminations | Ferrule kit | each
1610 |  | Commercial | Connectors & Terminations | H-tap, #2-#6 | each |  |  | Run size, then tap size. Typical grounding sizes — the crimp die must match.
1611 |  | Commercial | Connectors & Terminations | H-tap, 2/0-#2 | each |  |  | Run size, then tap size. Typical grounding sizes — the crimp die must match.
1612 |  | Commercial | Connectors & Terminations | H-tap, 4/0-2/0 | each |  |  | Run size, then tap size. Typical grounding sizes — the crimp die must match.
1613 |  | Both | Connectors & Terminations | Insulated multi-tap, 1/0-#14, 3-port | each |  |  | Main conductor range first, then the smallest tap it takes.
1614 |  | Both | Connectors & Terminations | Insulated multi-tap, 1/0-#14, 4-port | each |  |  | Main conductor range first, then the smallest tap it takes.
1615 |  | Commercial | Connectors & Terminations | Insulated multi-tap, 1/0-#14, 6-port | each |  |  | Main conductor range first, then the smallest tap it takes.
1616 |  | Both | Connectors & Terminations | Insulated multi-tap, 250 kcmil-#6, 3-port | each |  |  | Main conductor range first, then the smallest tap it takes.
1617 |  | Both | Connectors & Terminations | Insulated multi-tap, 250 kcmil-#6, 4-port | each |  |  | Main conductor range first, then the smallest tap it takes.
1618 |  | Commercial | Connectors & Terminations | Insulated multi-tap, 250 kcmil-#6, 6-port | each |  |  | Main conductor range first, then the smallest tap it takes.
1619 |  | Both | Connectors & Terminations | Insulated multi-tap, 3/0-#6, 3-port | each |  |  | Main conductor range first, then the smallest tap it takes.
1620 |  | Both | Connectors & Terminations | Insulated multi-tap, 3/0-#6, 4-port | each |  |  | Main conductor range first, then the smallest tap it takes.
1621 |  | Commercial | Connectors & Terminations | Insulated multi-tap, 3/0-#6, 6-port | each |  |  | Main conductor range first, then the smallest tap it takes.
1622 |  | Both | Connectors & Terminations | Insulated multi-tap, 500 kcmil-#4, 3-port | each |  |  | Main conductor range first, then the smallest tap it takes.
1623 |  | Both | Connectors & Terminations | Insulated multi-tap, 500 kcmil-#4, 4-port | each |  |  | Main conductor range first, then the smallest tap it takes.
1624 |  | Commercial | Connectors & Terminations | Insulated multi-tap, 500 kcmil-#4, 6-port | each |  |  | Main conductor range first, then the smallest tap it takes.
1625 |  | Not in an assembly | Connectors & Terminations | Lever wire connector, 2-port | each
1626 |  | Not in an assembly | Connectors & Terminations | Lever wire connector, 3-port | each
1627 |  | Not in an assembly | Connectors & Terminations | Lever wire connector, 5-port | each
1628 |  | Not in an assembly | Connectors & Terminations | 1/2" MC connector | each |  |  | Fits 10-4 and 8 AWG cable. Sized by cable outside diameter.
1629 |  | Not in an assembly | Connectors & Terminations | 3/4" MC connector | each |  |  | Fits 6 and 4 AWG cable. Sized by cable outside diameter.
1630 |  | Not in an assembly | Connectors & Terminations | 1" MC connector | each |  |  | Fits 3 and 2 AWG cable. Sized by cable outside diameter.
1631 |  | Both | Connectors & Terminations | Mechanical lug, 1-hole, #14-#4 | each |  |  | Dual-rated (Al/Cu) set-screw lug, by the conductor range it takes.
1632 |  | Both | Connectors & Terminations | Mechanical lug, 1-hole, #14-1/0 | each |  |  | Dual-rated (Al/Cu) set-screw lug, by the conductor range it takes.
1633 |  | Both | Connectors & Terminations | Mechanical lug, 1-hole, #6-250 kcmil | each |  |  | Dual-rated (Al/Cu) set-screw lug, by the conductor range it takes.
1634 |  | Both | Connectors & Terminations | Mechanical lug, 1-hole, 1/0-500 kcmil | each |  |  | Dual-rated (Al/Cu) set-screw lug, by the conductor range it takes.
1635 |  | Commercial | Connectors & Terminations | Mechanical lug, 2-hole, #6-250 kcmil | each |  |  | Dual-rated (Al/Cu) set-screw lug with a two-hole tongue.
1636 |  | Commercial | Connectors & Terminations | Mechanical lug, 2-hole, 1/0-500 kcmil | each |  |  | Dual-rated (Al/Cu) set-screw lug with a two-hole tongue.
1637 |  | Not in an assembly | Connectors & Terminations | Push-in wire connector | each
1638 |  | Both | Connectors & Terminations | Ring terminal, blue (16-14 AWG) | each |  |  | Insulated crimp ring, colour-coded by wire range.
1639 |  | Both | Connectors & Terminations | Ring terminal, red (22-18 AWG) | each |  |  | Insulated crimp ring, colour-coded by wire range.
1640 |  | Both | Connectors & Terminations | Ring terminal, yellow (12-10 AWG) | each |  |  | Insulated crimp ring, colour-coded by wire range.
1641 |  | Both | Connectors & Terminations | Set-screw splice, #14-#2 | each |  |  | Dual-rated (Al/Cu) mechanical splice, by the conductor range it takes.
1642 |  | Both | Connectors & Terminations | Set-screw splice, #14-#6 | each |  |  | Dual-rated (Al/Cu) mechanical splice, by the conductor range it takes.
1643 |  | Both | Connectors & Terminations | Set-screw splice, #14-1/0 | each |  |  | Dual-rated (Al/Cu) mechanical splice, by the conductor range it takes.
1644 |  | Both | Connectors & Terminations | Set-screw splice, #14-2/0 | each |  |  | Dual-rated (Al/Cu) mechanical splice, by the conductor range it takes.
1645 |  | Both | Connectors & Terminations | Set-screw splice, #4-500 kcmil | each |  |  | Dual-rated (Al/Cu) mechanical splice, by the conductor range it takes.
1646 |  | Both | Connectors & Terminations | Set-screw splice, #6-250 kcmil | each |  |  | Dual-rated (Al/Cu) mechanical splice, by the conductor range it takes.
1647 |  | Both | Connectors & Terminations | Set-screw splice, #6-350 kcmil | each |  |  | Dual-rated (Al/Cu) mechanical splice, by the conductor range it takes.
1648 |  | Both | Connectors & Terminations | Set-screw splice, #6-4/0 | each |  |  | Dual-rated (Al/Cu) mechanical splice, by the conductor range it takes.
1649 |  | Residential | Connectors & Terminations | 1/2" snap-in NM connector | each |  |  | Snaps into a knockout of this size. For NM-B cable.
1650 |  | Residential | Connectors & Terminations | 3/4" snap-in NM connector | each |  |  | Snaps into a knockout of this size. For NM-B cable.
1651 |  | Both | Connectors & Terminations | Spade terminal, blue (16-14 AWG) | each |  |  | Insulated crimp spade, colour-coded by wire range.
1652 |  | Both | Connectors & Terminations | Spade terminal, red (22-18 AWG) | each |  |  | Insulated crimp spade, colour-coded by wire range.
1653 |  | Both | Connectors & Terminations | Spade terminal, yellow (12-10 AWG) | each |  |  | Insulated crimp spade, colour-coded by wire range.
1654 |  | Both | Connectors & Terminations | Split bolt, #2 | each |  |  | Sized by the largest conductor it takes.
1655 |  | Both | Connectors & Terminations | Split bolt, #4 | each |  |  | Sized by the largest conductor it takes.
1656 |  | Both | Connectors & Terminations | Split bolt, #6 | each |  |  | Sized by the largest conductor it takes.
1657 |  | Both | Connectors & Terminations | Split bolt, #8 | each |  |  | Sized by the largest conductor it takes.
1658 |  | Both | Connectors & Terminations | Split bolt, 1/0 | each |  |  | Sized by the largest conductor it takes.
1659 |  | Both | Connectors & Terminations | Split bolt, 2/0 | each |  |  | Sized by the largest conductor it takes.
1660 |  | Both | Connectors & Terminations | Split bolt, 4/0 | each |  |  | Sized by the largest conductor it takes.
1661 |  | Not in an assembly | Connectors & Terminations | Terminal block | each
1662 |  | Not in an assembly | Connectors & Terminations | Wing nut wire connector, 14-6 AWG (blue) | each |  |  | For many conductors, or #10 to #6.
1663 |  | Not in an assembly | Connectors & Terminations | Wire nut, 22-12 AWG (blue/orange) | each |  |  | For a few small conductors — fixture leads, low voltage.
1664 |  | Not in an assembly | Strut & Supports | 1/4" all-thread rod, 10 ft | each
1665 |  | Not in an assembly | Strut & Supports | 5/8" all-thread rod, 10 ft | each
1666 |  | Not in an assembly | Strut & Supports | 1/2" conduit clip | each
1667 |  | Not in an assembly | Strut & Supports | 3/4" conduit clip | each
1668 |  | Not in an assembly | Strut & Supports | 1/2" flat washer | each
1669 |  | Not in an assembly | Strut & Supports | 1/4" flat washer | each
1670 |  | Not in an assembly | Strut & Supports | 5/8" flat washer | each
1671 |  | Not in an assembly | Strut & Supports | 1/2" hex nut | each
1672 |  | Not in an assembly | Strut & Supports | 1/4" hex nut | each
1673 |  | Not in an assembly | Strut & Supports | 5/8" hex nut | each
1674 |  | Not in an assembly | Strut & Supports | 3/8" lock washer | each
1675 |  | Not in an assembly | Strut & Supports | 1/2" lock washer | each
1676 |  | Not in an assembly | Strut & Supports | 1/4" lock washer | each
1677 |  | Not in an assembly | Strut & Supports | 5/8" lock washer | each
1678 |  | Not in an assembly | Strut & Supports | MC one-hole strap, large | each |  |  | For 10-4 and larger cable.
1679 |  | Not in an assembly | Strut & Supports | MC one-hole strap, small | each |  |  | For 14 and 12 AWG cable, and 10-2 and 10-3.
1680 |  | Not in an assembly | Strut & Supports | 3/8" rod coupler | each
1681 |  | Not in an assembly | Strut & Supports | 1/2" rod coupler | each
1682 |  | Not in an assembly | Strut & Supports | 1/4" rod coupler | each
1683 |  | Not in an assembly | Strut & Supports | 5/8" rod coupler | each
1684 |  | Not in an assembly | Strut & Supports | Strut angle bracket | each
1685 |  | Not in an assembly | Strut & Supports | Strut channel nut | each
1686 |  | Not in an assembly | Strut & Supports | 1/2" strut conduit strap | each
1687 |  | Not in an assembly | Strut & Supports | 3/4" strut conduit strap | each
1688 |  | Not in an assembly | Strut & Supports | 1" strut conduit strap | each
1689 |  | Not in an assembly | Strut & Supports | 1-1/4" strut conduit strap | each
1690 |  | Not in an assembly | Strut & Supports | 1-1/2" strut conduit strap | each
1691 |  | Not in an assembly | Strut & Supports | 2" strut conduit strap | each
1692 |  | Not in an assembly | Strut & Supports | 2-1/2" strut conduit strap | each
1693 |  | Not in an assembly | Strut & Supports | 3" strut conduit strap | each
1694 |  | Not in an assembly | Strut & Supports | 4" strut conduit strap | each
1695 |  | Not in an assembly | Strut & Supports | Strut end cap | each
1696 |  | Not in an assembly | Strut & Supports | Strut flat plate | each
1697 |  | Not in an assembly | Strut & Supports | Strut post base | each
1698 |  | Not in an assembly | Strut & Supports | Strut wing connector | each
1699 |  | Not in an assembly | Strut & Supports | Threaded rod stiffener | each
1700 |  | Not in an assembly | Strut & Supports | 1-1/4" x 1-1/4" strut channel, 10 ft | each |  |  | Light-duty section.
1701 |  | Not in an assembly | Strut & Supports | 1-5/8" x 1-1/4" strut channel, 10 ft | each |  |  | Medium depth.
1702 |  | Not in an assembly | Strut & Supports | 1-5/8" x 1-5/8" strut channel, 10 ft | each |  |  | Standard depth — the default for most runs.
1703 |  | Not in an assembly | Strut & Supports | 1-5/8" x 13/16" strut channel, 10 ft | each |  |  | Shallow. Light loads and tight spaces.
1704 |  | Not in an assembly | Strut & Supports | 1-5/8" x 3-1/4" strut channel, 10 ft | each |  |  | Deep section for heavy loads and long spans.
1705 |  | Not in an assembly | Fasteners & Anchors | Conduit hanger with bolt | each
1706 |  | Not in an assembly | Fasteners & Anchors | Drop-in anchor | each
1707 |  | Not in an assembly | Fasteners & Anchors | Drywall anchor | each
1708 |  | Not in an assembly | Fasteners & Anchors | Masonry screw | each
1709 |  | Not in an assembly | Fasteners & Anchors | Plastic conduit clip | each
1710 |  | Not in an assembly | Fasteners & Anchors | Powder-actuated pin | each
1711 |  | Not in an assembly | Fasteners & Anchors | Rod hanger clip | each
1712 |  | Not in an assembly | Fasteners & Anchors | Self-drilling screw | each
1713 |  | Not in an assembly | Fasteners & Anchors | Sleeve anchor | each
1714 |  | Not in an assembly | Fasteners & Anchors | Toggle bolt | each
1715 |  | Not in an assembly | Equipment & Appliances | 4" backdraft damper | each
1716 |  | Not in an assembly | Equipment & Appliances | 6" backdraft damper | each
1717 |  | Not in an assembly | Equipment & Appliances | Bath exhaust fan, 50 CFM | each
1718 |  | Not in an assembly | Equipment & Appliances | Bath exhaust fan, 110 CFM | each
1719 |  | Not in an assembly | Equipment & Appliances | Bath exhaust fan, 150 CFM | each
1720 |  | Not in an assembly | Equipment & Appliances | Bath exhaust fan, heater combo | each
1721 |  | Not in an assembly | Equipment & Appliances | Ceiling fan remote kit | each
1722 |  | Not in an assembly | Equipment & Appliances | Dryer cord, 3-wire | each
1723 |  | Not in an assembly | Equipment & Appliances | 32A EV charger | each
1724 |  | Not in an assembly | Equipment & Appliances | 40A EV charger | each
1725 |  | Not in an assembly | Equipment & Appliances | EVSE pedestal | each
1726 |  | Not in an assembly | Equipment & Appliances | Fan balancing kit | each
1727 |  | Not in an assembly | Equipment & Appliances | 12" fan downrod | each
1728 |  | Not in an assembly | Equipment & Appliances | 24" fan downrod | each
1729 |  | Not in an assembly | Equipment & Appliances | 36" fan downrod | each
1730 |  | Not in an assembly | Equipment & Appliances | Foil duct tape | each
1731 |  | Not in an assembly | Equipment & Appliances | Generator cord cap, CS6365 | each
1732 |  | Not in an assembly | Equipment & Appliances | Generator cord cap, L14-30 | each
1733 |  | Not in an assembly | Equipment & Appliances | Inline duct fan | each
1734 |  | Not in an assembly | Equipment & Appliances | 6" insulated flex duct | each
1735 |  | Not in an assembly | Equipment & Appliances | Manual transfer switch | each
1736 |  | Not in an assembly | Equipment & Appliances | Pump control relay | each
1737 |  | Not in an assembly | Equipment & Appliances | Range cord, 3-wire | each
1738 |  | Not in an assembly | Equipment & Appliances | Replacement fan grille | each
1739 |  | Not in an assembly | Equipment & Appliances | Sloped ceiling fan adapter | each
1740 |  | Not in an assembly | Equipment & Appliances | Snow melt controller | each
1741 |  | Not in an assembly | Equipment & Appliances | Sump pump alarm | each
1742 |  | Not in an assembly | Equipment & Appliances | Well pump pitless adapter | each
1743 |  | Not in an assembly | Distribution Equipment | 208V 3-phase panelboard | each |  |  | Unsized placeholder: one price for every size. Prefer a sized 3-phase panelboard.
1744 |  | Not in an assembly | Distribution Equipment | 480V 3-phase panelboard | each
1745 |  | Not in an assembly | Distribution Equipment | Busway | 100 ft |  |  | Generic placeholder — size and price it per the job's schedule.
1746 |  | Not in an assembly | Distribution Equipment | Busway elbow | each
1747 |  | Not in an assembly | Distribution Equipment | Cable tray | 100 ft |  |  | Generic placeholder — size and price it per the job's schedule.
1748 |  | Not in an assembly | Distribution Equipment | Cable tray elbow | each
1749 |  | Not in an assembly | Distribution Equipment | Cable tray support bracket | each
1750 |  | Not in an assembly | Distribution Equipment | Cable tray tee | each
1751 |  | Not in an assembly | Distribution Equipment | Combination motor starter | each
1752 |  | Not in an assembly | Distribution Equipment | Current transformer cabinet | each
1753 |  | Not in an assembly | Distribution Equipment | Desk grommet outlet | each
1754 |  | Not in an assembly | Distribution Equipment | 15 kVA dry-type transformer, 480V-208Y/120V 3-phase | each
1755 |  | Not in an assembly | Distribution Equipment | 30 kVA dry-type transformer, 480V-208Y/120V 3-phase | each
1756 |  | Not in an assembly | Distribution Equipment | 75 kVA dry-type transformer, 480V-208Y/120V 3-phase | each
1757 |  | Not in an assembly | Distribution Equipment | Floor monument, 2-gang | each
1758 |  | Not in an assembly | Distribution Equipment | 400A fused disconnect | each
1759 |  | Not in an assembly | Distribution Equipment | 600A fused disconnect | each
1760 |  | Not in an assembly | Distribution Equipment | Hood control interface relay | each
1761 |  | Not in an assembly | Distribution Equipment | Modular furniture whip, 10 ft | each
1762 |  | Not in an assembly | Distribution Equipment | Motor starter, size 0 | each
1763 |  | Not in an assembly | Distribution Equipment | Motor starter, size 2 | each
1764 |  | Not in an assembly | Distribution Equipment | Poke-through device, 4-service | each
1765 |  | Not in an assembly | Distribution Equipment | Raised floor box | each
1766 |  | Not in an assembly | Distribution Equipment | Tele-power pole, 15 ft | each
1767 |  | Not in an assembly | Distribution Equipment | Under-carpet flat cable | 100 ft
1768 |  | Not in an assembly | Distribution Equipment | 4x4 wireway | each
1769 |  | Not in an assembly | Distribution Equipment | 6x6 wireway | each
1770 |  | Not in an assembly | Distribution Equipment | Wireway coupling | each
1771 |  | Not in an assembly | Distribution Equipment | Wireway elbow | each
1772 |  | Not in an assembly | Consumables | Anti-oxidant compound | each
1773 |  | Not in an assembly | Consumables | Electrical putty pad | each
1774 |  | Not in an assembly | Consumables | Electrical tape | each
1775 |  | Not in an assembly | Consumables | Expanding foam | each
1776 |  | Not in an assembly | Consumables | Heat shrink tubing | each
1777 |  | Commercial | Consumables | Mastic tape | each
1778 |  | Both | Consumables | Phase tape, black | each
1779 |  | Both | Consumables | Phase tape, blue | each
1780 |  | Both | Consumables | Phase tape, brown | each
1781 |  | Both | Consumables | Phase tape, gray | each
1782 |  | Both | Consumables | Phase tape, green | each
1783 |  | Both | Consumables | Phase tape, orange | each
1784 |  | Both | Consumables | Phase tape, red | each
1785 |  | Both | Consumables | Phase tape, white | each
1786 |  | Both | Consumables | Phase tape, yellow | each
1787 |  | Not in an assembly | Consumables | Pulling lube | each
1788 |  | Not in an assembly | Consumables | PVC cement | each
1789 |  | Commercial | Consumables | Rubber splicing tape | each
1790 |  | Not in an assembly | Consumables | Thread sealant | each
1791 |  | Not in an assembly | Consumables | Underground splice kit | each
1792 |  | Not in an assembly | Consumables | Wire pulling grip | each
1793 |  | Not in an assembly | Consumables | Zip ties | each

## How to use
What this is | The labor units EVERY shop starts with — BidRidge's shared starter.
What you type | MY HOURS (yellow): hours per EACH, or per 100 FT for anything sold by the foot (the 'Hours per' column says which). Bend hours: per field bend, raceways only.
Blank, not zero | Blank means "not set". 0 would read as a real answer — a part that takes no time.
What happens next | Send the file to Track A. It is checked row by row and written into the seed. Nothing ships until shipped hours can be tagged as an example (owner question).
Do NOT | use Materials › Import labor sheet with this file — that sets YOUR company's hours only.
Not in this sheet | Starter ASSEMBLY hours — they have their own sheet, assembly-hours-starter.xlsx.